## Memo
EonStor DS Interoperibility Matrix Table |  | Revised Date: April 08, 2016
DISCLAIMER 1. This test report is for internal use and reference purpose only, and its accuracy, completeness and reliability are not guaranteed. 2. Infortrend assumes no responsibility for the use of the information provided. 3. The information in this report is subject to change at any time without notice. 4. The compatibility test may only take a few hours up to a few days. It is not possible to tell the quality or reliability of a 3rd party device from the compatibility test. Infortrend does not hold the responsibility for the quality, reliability or other issue of the device listed above. A device that has been listed with "OK" status, only means it can work with our product with the tested configuration, at the time when we tested it.
2011-02-25 | v2.0 First Released
2011-03-25 | 1.Toshiba Mustang SAS 7200RPM 1TB & 2TB HDDs support on ASIC667, SAS 6G drive side models
2011-04-01 | 1.Removed DS S12F-G1433 from Vmware ESX v4.0 due to a typo.
2.Removed DS S12F-R2840-4, S12F-G2840-4 ,S16F-R2842-6 and S16F-G2842-6 support Seagate SAS 3G 10KRPM Cheetah NS due to a typo.
3.Corrected the model names from DS FF-R4030 / S4030 to DS FF-R4031 / S4031
4..Updated Hitachi Ultrastar C15K147 2.5" SAS 6G HDDs (micro code:A5D0) support on ASIC400 models.
5.Toshiba AL12SE 2.5" SAS 10KRPM 300GB, 450GB and 600GB HDDs support on ASIC667, SAS 6G drive side models
6.Toshiba Mustang 3.5" SAS 7200RPM 1TB & 2TB HDDs are not supporting Power Saving Level II
2011-04-15 | 1. Added Infortrend FRU P/N
2.Toshiba Mustang SAS 7200RPM 1TB & 2TB HDDs support on ASIC667, SAS 3G drive side models
3. Remove the note: Toshiba Mustang 3.5" SAS 7200RPM 1TB & 2TB HDDs are not supporting Power Saving Level II
2011-04-22 | 1. Update Toshiba SAS 7.2K RPM 2TB FRU P/N
2011-05-06 | 1.Added DS S16E-RG2240
2.Updated micro code 0006 for Seagate SAS6G Cheetah 15K.7
3.Added Windows Server 2008 R2 SP1 & cluster are supported on all DS models
2011-05-13 | 1.Added DS S16F-G1440 / DS S16F-R1840-4 are supported for VMware cluster.
2.Removed "Jumbo Frame" in note due to a typo.
3.Updated micro code from 0105 to 1001 for Toshiba Mustang 3.5" SAS 7200RPM 1TB & 2TB HDDs
4.Added a new device(Virtualization):
˙Citrix Xen Server v5.6
5.Corrected windows model names in OS/Cluster due to a typo
2011-05-27 | 1. Add new device:
˙Red Hat Linux 5.6
2011-06-03 | 1.Added Toshiba Mustang 3.5" SAS 7200RPM 1TB & 2TB HDDs support on ASIC400 models.
2011-06-10 | 1.NetXen Ethernet iSCSI 10G HBA (NX3-20GSR) is EOL
2. Added Qlogic Ether iSCSI 10G HBA (QLE3142 SR)
2011-06-24 | 1. Add new device:
˙Seagate Constellation.2 SAS6G 7200RPM 1TB-ST91000640SS / 500GB-ST9500620SS
2011-07-08 | 1. Add Oracle in database flush agent table
2011-07-29 | 1. Add DS B24S-RG2242-4, S12S-RG2240-4, S16S-RG2240-4, S16S-RG2242-4, and S24S-G2240-4
2011-08-05 | 1. Add new device:
˙Brocade FC 8G 825 HBA
2011-08-26 | 1. Added FC and SAS HBA FRU P/N
2. Added new OS:
．VMware vSphere 5.0 is compatible on SxxF-1840, -2840, -2842, BxxF-2840,-2842 and F16F-RS4840 models
．IBM AIX 6.0 is compatible on all FC and iSCSI models, multipathing, and out-of-band (SANWatch version must be 2.1J and later)
．HPUX 11iV3 is compatible on FC models, multipathing, and out-of-band (SANWatch version must be 2.1J and later)
2011-09-09 | 1. Added microcode 0109 to Toshiba AL12SE series
2. MAC 10.6 w/XSAN is compatibile with EonPath v1.01
3. Added DS S04S-G2240
4. Added a new device:
．Dell PERC SAS 6G HBA
2011-09-30 | 1. Added Qlogic FC switch SANBOX5802V FW version & remove P to P note
2011-10-07 | 1. Added new device:
˙Qlogic FC 8G single-port HBA - QLE2560
˙Qlogic 10G iSCSI HBA & CNA card - QLE8242
2. Added FC Switch FRU P/N
2011-10-21 | 1. Added new device:
˙Qlogic FC switch SANBOX5800V
˙Seagate Constellation ES2 3.5" SAS 6Gb/s 7200rpm 3TB drives - ST33000650SS on ASIC667 SAS 6G drive side models
2011-10-28 | 1. Added Cisco Router 1941
2011-11-04 | 1. Added new device:
˙Hitachi Ultrastar SSD400S SAS 6G SLC SSD 100GB/200GB/400GB
2. VMWare 4.0/4.1 is compatibility on SAS 6G host models
2011-11-11 | 1. Added new device:
˙Seagate Constellation ES (Muskie+) SAS 6Gb/s 7200rpm 500GB, 1TB, 2TB on ASIC667 6G drive side and ASIC400 models.
˙Seagate Savvio 15K.3 2.5" SAS 6Gb/s 15K rpm 147GB, 300GB HDD
2. Added Citrix XenServer out of band flush support in Data Service
2011-11-18 | 1. Remove SSD supports from JBOD
2. Added new device:
˙Seagate Savvio 10K.5 2.5" SAS 6Gb/s HDD on 2.5" SAS 6G models
2011-11-25 | 1. Correct SSD microcode of Hitach SAS SSD
2011-12-02 | 1. SSD is now supported on B12S/B24S-J2000.
2011-12-09 | 1. Remove Hitachi SAS SSD Infortrend FRU P/Ns due to not bundling
2011-12-16 | 1. Move Seagate Constellation ES ST32000444SS, ST31000424SS, ST3500414SS to EOL section
2011-12-23 | 1. Added new model: DS S48F-R2842-6 and DS S48S-J2000-R
2011-12-30 | 1. Added new OS:
．RedHat Linux 6.1
2012-01-06 | 1. Added new device:
‧Seagate Constellation ES2 3.5" SAS 6Gb/s 7200rpm 3TB drives - ST33000650SS on ASIC667 SAS3G drive side models
2012-01-13 | 1. Move Ultrastar A7K2000 SATA 3G HDD - 2TB (HUA722020ALA330) is EOL
2012-01-20 | 1. Added new OS:
．RedHat Linux 5.7
2012-02-10 | 1. Added DS S48F-G2842-6 and DS S48S-J2000-G
2. Added new device:
．Cisco Catalyst 2960S (WS-C2960S-24TS-L, WS-C2960S-24TS-S)
2012-02-17 | 1. Added topology note in Qologic switch SANBOX 5800V/5802V
2. DS FC 4G models are compatible with Qlogic SANBox 5800V/5802V
2012-03-09 | 1. Added new device:
．Hitachi Ultrastar 7K3000 SAS 6Gb/s 7200rpm 3TB drive - HUS723030ALS640 on ASIC667 SAS 6G drive side models
．Microsoft Windows 7 Enterprise SP1 64bit
．Brocade FC 8G switch 5100
．Supermicro Ethernet 10G switch SSE-X24S
．Emulex Ethernet10G HBA card Oce11102-IM
2012-03-16 | 1. Added new models: DS S12F-R2850, S12F-G2850, S16F-R2850, S16F-G2850, S24F-R2850, S24F-G2850
2012-03-23 | 1. remove F16F-RS4031 from Brocade FC 8G switch 5100 due to mistakes
2. Added new device:
．Hitachi Ultrastar 7K3000 SAS 6Gb/s 7200rpm 2TB drive - HUS723020ALS640 on ASIC667 SAS 6G drive side models
2012-04-13 | 1. Added new device:
．Brocade FC 8G single port HBA 815
‧Seagate Constellation ES2 3.5" SAS/SATA 6Gb/s 7200rpm 2TB drives (series qualification)
‧Intel 10G iSCSI HBA - X520 SR2
‧Microsoft Exchange 2010 in AP
2. Add SATA drive table
3. Added a note "Due to the chip limitation, SAS 3Gb/s drive side models are not compatible with SATA 3TB drives." on SATA drive table
4. Remove SATA 500GB FRU P/N due to the drive shortage
2012-04-27 | 1. Added Intel Lyndonville 710 series supports on DS S12F-RG2850, S16F-RG2850, and S24F-RG2850
2. Added SATA drive supports on DS S12F-G2850, S16F-G2850 and S24F-G2850
3. Updated note of Hitachi SATA 6G 2TB {HUA723020ALA640(0F12458)(3G speed mode)}
4. Added Seagate Constellation ES2 3.5" SAS 6Gb/s (NL SAS) 2TB/3TB drive supports on DS S12F/S16F/S24F-RG2850 and
DS S12S/S16S-J1000
5. Added new models: DS S16S-R2250 and DS S16S-G2250
2012-05-11 | 1. Added new device:
‧ATTO FastFrame NS-12 iSCSI 10G HBA
‧MAC OS 10.7
2. Add Hitachi NL SAS 2TB FRU P/N
2012-05-23 | 1. Added Hitachi Ultrastar 7K3000 SAS 6Gb/s 7200rpm 2TB/3TB on S12F/S16F/S24F-RG2850 and S16S-RG2250
1. Added new device:
‧Hitachi UltraStarSSD400M SSD SAS 6Gb/s 200GB/400GB on S12F/S16F/S24F-RG2850 and S16S-RG2250
2012-06-01 | 1. Added ATTO iSCSI initiator S/W
2012-06-15 | 1. remove ATTO FC HBA FC-82EN support limitations
2012-06-22 | 1. Hitachi SAS6G Ultrastar SSD400S 100GB/200GB/400GB SSDs are moved to EOL
2. Added VMWare ESXi 5.0 on iSCSI 1GbE models.
2012-06-30 | 1. Hitachi UltraStarSSD400M SSD SAS 6Gb/s 200GB/400GB on B12X models (RAID only)
2. Added note "Hitachi Ultrastar SSD400M series is Compatibie/Suppported on RAID only" on S12F/S16F/S24F-RG2850 and S16S-RG2250
2012-07-06 | 1. Added new device:
‧Intel SSD 320 series 160GB SATA 3Gb/s SSD. Infortrend bundled capacity is 100GB for over-provisioning purpose.
2. Intel 710 series SSD microcode udpated
3. Moved STEC SSD to EOL
4. Added Hitachi SAS6Gb/s SSD 200GB/400GB P/Ns
2012-07-20 | 1. Added Emulex Lpe 12000 FC 8G HBA single port
2. Added ES S16S-J1000-R1 and S16S-J1000-S1
3. Updated OS supports on G7 models
4. Added new device
‧Hitachi UltraStar C10K900 2.5" SAS 6G 300GB/450GB/600GB/900GB HDDs on S12F/S16F/S24F-RG2850 and S16S-RG2250
2012-07-27 | 1. Added Hitachi Ultrastar 7K3000 SAS 6Gb/s 7200rpm 2TB/3TB on G6(ASIC667) SAS3G drive side models
2. Added the note "Please upgrade system firmware to FW3.86C or later in order to use 3TB or larger capacity drives" in SAS HDD table
3. Added a note "Not compatible with Hitachi SAS 6Gb/s 2TB and 3TB"on DS S12S-J1002-R, S12S-J1000-G, S16S-J1000-R/S
2012-08-03 | 1. Moved Hitachi C10K300 (2.5" SAS 6Gb/s HDD) to EOL
2012-08-17 | 1. Added new device:
‧Hitachi Ultrastar 7K4000 6Gb/s SATA 7200RPM 2TB/3TB/4TB on DS SAS 6Gb/s drive side models (ASIC667)
2012-08-24 | 1. Removed SSD suppots from B12S-J2000-R/G due to typos
2012-08-31 | 1. SxxF-RG1440 iscompatible with Avago FC 8G SFP (AFBR-57D7APZ)
2. Update Toshiba Mustang NL SAS 1TB/2TB drive microcode
2012-09-07 | 1. Added Vmware 5.0 on B12E-RG2140
2012-09-14 | 1. Removed Qlogic FC-8G and FC-4G HBA card FRU P/Ns.
2. Added Emulex FC-8G HBA FRU P/Ns
2012-09-21 | 1. DS SxxS and BxxS models (SAS host models) are Vmware 5.0 compatible
2012-10-12 | 1. Added Backup SW table and add Commvault Simpana 9
2012-11-02 | 1. Added new device
‧Hitachi UltraStar C10K900 2.5" SAS 6G 300GB/450GB/600GB/900GB HDDs on G6(ASIC667) SAS 3G/6G drive-side models.
2. Removed *4 note from Hitachi 2.5" SAS SSD
3. Seagate Savvio 15K.3 2.5" SAS HDDs 300GB/147GB are supported on DS S12F/S16F/S24F-RG2850 and DS S16S-RG2250.
2012-11-09 | 1. Add microcode - A51F to Hitachi Ultrastar 15K600 series
2012-11-16 | 1. Added G6 (ASIC667) models in Commvault Simpana support
2012-11-23 | 1. Added Qlogic FC-8G HBA card FRU P/Ns back due to bundle business resumed.
2012-11-30 | 1. Hitachi Ultrastar 7K4000 2TB/3TB/4TB are compatible on DS S12F/S16F/S24F-RG2850 and S16S-RG2250 , and updating firmware to v3.71E05
and later is required.
2. Added note "Emulex FC 8G LPe12002 and LPe12000 HBA cards are qualified with the following FC cables on DS models…"
2012-12-07 | 1. Added Intel SATA SSD 320 series 40GB, 80GB, 120GB, 300GB, 600GB
2012-12-21 | 1. Seagate Constellation 2 2.5" SAS 7200rpm 1TB/500GB drives are supported on DS SAS 6G/3G drive side models (except S48F-RG2842 and
S48S-J2000-R/S
2. Update the note "Emulex FC 8G…" to a general FC HBA note as " All listed HBA card above are tested…)
2013/1//4 | 1. Add ATTO FC 8G Single port HBA card (FC-81EN)
2013-01-11 | 1. Added Veeam Veeam Backup & Replication v6.1, Symantec Backup Exec 2012 and Acronis Backup & Recovery 11.5 backup SW
2013-01-18 | 1. Added Seagate Constellation ES3 7200rmp SAS (NL SAS) 1TB/2TB/3TB/4TB drives on DS G6 models.
2013-01-25 | 1. Added Seagate Constellation ES3 7200rmp SAS (NL SAS) 1TB/2TB/3TB/4TB drives on DS S12/16/24F-RG2850 and S16S-RG2250
2013-02-08 | 1. Added new device
‧Seagate Constellaton ES3 SATA 6Gb/s 1TB/2TB/3TB/4TB on G6(ASIC667) 6Gb/s drive-side models (except S48F-R2842)
‧Avago FC 8G SFP AFBR-57D9AMZ
2013-02-22 | 1. Added DS G7i models - S12F/S16F/S24F-RG2851, S16F-RG2852-6, S12E/S16E-RG2251 and S16E-RG2152-6
2. Added VAAI support
3. Remove Infortrend FRU P/N - H72A0XS2XXX (Toshiba SAS 6Gb/s 7200RPM 1TB drive MK1001TRKB) due to EOS.
2013-03-08 | 1. Added Avogo iSCSI 10G SFP+ AFBR-709SMZ
2. Added Hitachi 7K3000 microcode - A228
3. Added Symantec Storage Foundation table
2013-03-15 | 1. Added SUSE Linux Enterprise Server 11 Service Pack 1 on G6/G7/G7i models (32 bit and 64 bit)
2. Added SuSE Linux, RedHat and CentOS support on G7/G7i models
2013-03-22 | 1. Removed Hitachi SATA 2TB HUA723020ALA640(0F12458) support from A400 models due to ASIC400 is not supported.
2013-04-12 | 1. Add new device:
‧Toshiba Harrier SAS 6Gb/s 1TB/2TB/3TB/4TB on G6(ASIC667) 6Gb/s drive-side models
‧LSI SAS 9207-8e HBA card
2. Moved Toshiba Mustang SAS 6Gb/s 1TB/2TB to EOL/EOS
2013-04-26 | 1. Added Windows Server 2012
2. Added 10G iSCSI HBA and switch supports on DS S12E/S16E-RG2251
3. Removed IBM AIX and HP-UX support from DS S12E/S16E-RG2251 and S16E-RG2240 due to IBM AIX and HP-UX did not qualify on 10G iSCSI
4. Added Toshiba Harrier SAS 6Gb/s 1TB/2TB/3TB/4TB on G7/G7i models
2013-05-03 | 1. Add new device:
‧Toshiba AL13SE 2.5" SAS 300GB/450GB/600GB/900GB on G6(ASIC667) 6Gb/s drive-side models
2013-05-17 | 1. Added new DS G7i 16G FC models
2. Added new device:
‧Hitachi Ultrastar C10K1200 2.5" SAS 6G 10K 1.2TB on G6(ASIC667) 6Gb/s drive-side models
2013-05-31 | 1. Added new device:
‧sTEC SAS 6G MLC SSD 200GB/400GB/800GB with Infortrend FRU P/Ns
2. Added Infortrend FRU P/Ns for Intel iSCSI 10G NIC card and Qlogic 10G iSCSI HBA card
3. Added B24F-R2852, S48F-R2852, S12F-R2850 in Symantec Storage Foundation
2013-06-07 | 1. Added new device:
‧Intel SATA 6G MLC SSD DC S3700 100GB/200GB/400GB/800GB on G7i models
2. HGST SAS SSD 200GB (HXX20HB1XX) and 400GB (HXX40HB1XX) EOS
3. EOL F16F-RS4840
2013-06-21 | 1. Added 16G FC models to iSCSI HBA
2013-06-28 | 1. Added Commvault Simpana v.10
2013-07-04 | 1. DS B12x/B24x is compatible with Intel DC S3700 SATA 6G 100GB/200GB/400GB/800GB SSDs
2. Add new device:
‧ATTO Celerity 16G FC HBA card - FC-162E (2 ports) and FC-161E (1 port)
3. Added Toshiba NL SAS 4TB Infortrend FRU P/N
2013-07-12 | 1. DS G7/G7i models are supported HGST 2.5" Ultrastar C10K1200 SAS6G 1.2TB HUC101212CSS600
2. Added Intel DC S3700 Infortrend FRU P/Ns
2013-07-19 | 1. Add new device:
‧Seagate 2.5'' SAS6G Savvio 10K.6 300GB/450GB/600GB/900GB on G7i models
‧Hitachi Ultrastar 7K4000(Mars-KP 512n) SATA 6G 7200RPM 2TB/3TB/4TB on G7/G7i and G6(ASIC667) 6Gb/s drive-side models
2013-07-26 | 1. Removed note *7 from DS G7i and G6 models in SATA HDD table
2. Added new device:
‧Toshiba SATA 6G Harrier 1TB/2TB/3TB/4TB drives
2013-08-02 | Added Windows server 2012 in FC, ISCSI and SAS HBA. For applied HBA models, please refer to each HBA spreadsheets.
2013-08-09 | 1.Removed intel DC3000 SSD FRU P/N
2. Toshiba SATA 6G Harrier 1TB/2TB/3TB/4TB drives are compatible with DS G7/G7i models (except S48F-R2852/R2862)
2013-08-16 | 1. Added new device:
‧SanDisk SAS 6G Lightning MLC SSD 200GB/400GB/800GB on G7i models
‧Hitachi Ultrastar 7K4000(Mars-KP 512n) SATA 6G 7200RPM 2TB-HUS724020ALA640 (P/N: 0F18599) on 3Gb/s SAS drive-side models
2. Added Avago and Finisar 8G FC SFP on DS 16G FC models
2013-08-30 | 1. Added new device:
‧WD Re series 6G SAS 7200RPM 1TB/2TB/3TB/4TB drives on G7i models
2013-09-13 | 1. Added Toshiba AL13SE 2.5" SAS 300GB/450GB/600GB/900GB on G7/G7i models
2. Added new device:
‧Brocade 1860 series 16Gb FC HBA
2013-09-27 | 1. Added note for Intel X520-SR2 iSCSI HBA, the HBA driver MUST be version 3.1.65.0 while using Windows Server 2012
2. Added new device:
‧SMART 2.5" SAS 6G MLC Optimus SSD 200GB/400GB/800GB/1.6TB on G7/G7i models
3. Removed Windows 7 Enterprise SP (64) from EonPath compatibility table
2013-10-11 | 1. Added new device:
‧Seagate 2.5" SAS 6G Savvio 10K.7 series 1.2TB on G7i models
2. Added new models - DS 3012/3016/3024/3048/3060 models
2013-10-14 | 1. Corrected DS 3000 10Gb iSCSI RJ-45 model HBA compatibility
2013-10-18 | 1. Added Seagate NL SAS 2TB/4TB FRU P/N
2013-10-25 | 1. Added Hitachi 15K SAS drives on DS 3000 and JB series.
2013-11-01 | 1. Added new device:
‧ATTO FC 16G switch - FibreConnect 1612
2013-11-22 | 1. Added MAC OS v10.9
2013-11-29 | 1. Seagate Constellation 2 2.5" SAS 7200rpm 1TB/500GB drives are supported on DS G7/G7i models
2. Added new device:
‧Netgear 10 Gigabit Unmanaged Plus Switch Series: iSCSI 10G RJ-45 Ethernet switch (XS708E)
2013-12-27 | 1. Added new device:
‧HGST Ultrastar 7K4000 SAS 6Gb/s 7200RPM 2TB/3TB/4TB on DS 3000/G7/G7i models
2. Moved DS S16S-RG2240-4/2242-4, S24S-G2240-4, B24S-RG2242-4 to EOL
2014-01-03 | 1. Added new device:
‧VMware ESXi v5.5 on EonStor DS 3000
‧Citrix XenServer 6.2 on EonStor DS 3000
2014-01-10 | 1. Added Seagate NL SAS 3TB drive and SATA 2TB/3TB/4TB FRU P/Ns
2. Added new device:
‧Seagate Terascale SATA 4TB drives on DS3000/G7i/G7 models for data center/cloud implementation purpose; write workload < 180TB per year
2014-01-17 | 1. Seagate 6Gb/s SAS Cheetah 15K.7 are compatible on DS 3000/G7/G7i models.
2. Added microcode "0003" on Seagate Constellation ES3 SAS 6G 7200 RPM drives
2014-01-24 | 1.HGST Ultrastar 7K4000 SAS 6Gb/s 7200RPM 2TB/3TB/4TB on DS G6 models
2. Removed microcode "0001" from Seagate Constellation ES3 SAS 6G 7200 RPM drives
2014-01-29 | 1. Update HGST Ultrastar 7K4000 SAS 6Gb/s 7200RPM 2TB/3TB/4TB on more DS G6 models
2014-02-21 | 1. Corrected and unchecked DS 3048/3060 on Seagate Cheetah 15K.7 15K SAS drives.
2. Added Windows 8.1 on DS 3000 single controller with FC host models.
2014-03-07 | 1. Added Windows Server 2012 R2 on DS 3000 iSCSI and DS G6 FC and iSCSI models
2. Added Windows 8.1 on DS 3000 single controller with iSCSI host models.
3. Added new device:
‧WD Re series 6G SATA 7200RPM 2TB/3TB/4TB drives on G6 models
2014-03-21 | 1. Added new device:
‧Seagate MakaraLTE 6G SATA 5TB drives on DS3000/G7i/G7 models
‧HGST Ultrastar He6 SAS 6Gb/s 7200RPM 6TB on DS 3000/G7/G7i models
2014-03-28 | 1. Corrected microcode version: Seagate MakaraLTE 6G SATA 5TB drives.
2. Added Citrix XenServer 6.2 on DS A667 with FC/iSCSI host models.
2014-04-03 | 1. Corrected microcode version: sTec S842 6G SAS 800GB SSD.
2014-04-11 | 1. Add SANWatch 3.0 additional limitation
2. Added VMware ESXi 5.5 on DS A667 with FC/SAS host models.
2014-04-25 | 1. Added microcode "000B" on Seagate Cheetah 15K.7 3.5" SAS 6G 15000 RPM drives
2014-05-09 | 1. Added Citrix XenServer 6.2 on DS G7i/G7 with FC/iSCSI host models.
2. Added VMware ESXi 5.5 on DS A667 with FC/iSCSI host models.
2014-05-16 | 1. Updated VMware ESXi 5.5 on DS 3000 with SAS host models
2. Added new device:
‧Juniper switch EX3300-24T, EX3300-48T on G6, G7i, 3000 models
2014-05-23 | 1. Update HGST Ultrastar He6 SAS 6Gb/s 7200RPM 6TB on DS G6 models
2. Added new device:
‧HGST s842 SSD series 1.6TB/2TB models
2014-05-30 | 1. Added Microsoft SQL 2012 & Exchange 2013
2. Added new device: Toshiba Tomcat SAS 6Gb/s 7200RPM 5TB/4TB/3TB/2TB models
3. Added AlliedTelesis x610, x510 switch
2014-06-04 | 1. Added model DS 1012, 1016
2014-06-13 | 1. Added 2.5" HDD & SSD support with DS 3000 4U48/4U60 models
2. Added Seagate Surveillance HDD SATA 6Gb/s 5900RPM 3TB/4TB on DS 1000 models
2014-06-27 | 1. Added model JB2024B
2. Added Backup software Veeam Backup & Replication 7
3. Added MultiPath ATTO MultiPath Director for Windows 7/8.1
2014-07-04 | 1. Added new device: Intel DC S3500 SATA 6Gb/s SSD 600GB/480GB/300GB/240GB/160GB/120GB/80GB models
2. Added new device: Seagate Enterprise Capacity 3.5 HDD (Makara) SATA 6Gb/s, 7200rpm, 6TB/4TB/2TB models
3. Update HGST Ultrastar He6 SAS 6Gb/s 7200RPM 6TB on DS 1000 models
2014-07-11 | 1. Added new device: SanDisk Optimus ECO SAS 6Gb/s SSD 2TB/1.6TB/800GB/400GB models
2. Added new device: ATTO ThunderLink SH 1068 SAS6G to Thunderbolt models
v12.21 - 2014/07/18 | 1. Added new device: Cisco MDS 9148 series DS-C9148D-8G16P model
2. Update SanDisk Optimus ECO SAS 6Gb/s SSD 2TB/1.6TB/800GB/400GB on DS 1000 models
3. Update microcode version "SN03" for Seagate Constellation ES.3, 3.5", SATA 6Gb/s drives
v12.22 - 2014/07/25 | 1. Added new device: ATTO ThunderLink FC 1082, FC8G to Thunderbolt models
2. Update Intel S3500 SATA 6Gb/s SSD on DS 1000 models
v12.23 - 2014/08/01 | 1. Added microcode "SN03" on Seagate Constellation ES.3 (Megalodon) 3.5" SATA 6G 7200 RPM drives
v12.24 - 2014/08/15 | 1. Added new device: Toshiba PX02SM SAS 12Gb/s SSD 1.6TB/800GB/400GB/200GB models
2. Update Cisco FC switch MDS 9148 series for DS 1000 series
v12.25 - 2014/08/22 | 1. Update HGST Ultrastar 7K3000 (Mars-K) & Seagate ConstellationES.2 (MantaRay) drive support for DS 1000 series
v12.26 - 2014/09/12 | 1. Added new device: Seagate Savvio 10K.6 (SED), 2.5", SAS 6Gb/s, 10Krpm, 900GB/600GB/450GB/300GB models
2. Added new device: Seagate Constellation ES3 (SED), 3.5", SAS 6Gb/s, 7200rpm, 4TB/3TB/2TB/1TB models
3. Update Seagate SATA 6Gb/s, 7200rpm, 6TB/4TB/2TB drive on DS 1000 models
4. Update SANWatch 3.0 OS support Windows Server 2012 R2, Windows 8/8.1
v12.27 - 2014/09/19 | 1. Added new device: HGST Ultrastar C15K600 , 2.5", SAS 12Gb/s, 15Krpm, 600GB/450GB/300GB models
v12.28 - 2014/09/26 | 1. Added application: Ipswitch WhatsUp Gold for SNMP support
2. Added os: RedHat 6.5/6.3, CentOS 6.5/6.3
v12.29 - 2014/10/24 | 1. Added model DS 1024B series
v12.30 - 2014/11/14 | 1. Added new device: Seagate Constellation ES3 (SED/FIPS), 3.5", SAS6Gb/s, 7200rpm, 4TB/3TB/2TB/1TB models
2. Added microcode "0004" on Seagate Constellation ES3 SAS 6G 7200 RPM drives
3. Added application: HP NNMi for SNMP support
v12.31 - 2014/11/28 | 1. Added model DS 2012/2016/2024B series
2. Update HGST 2.5", SAS 12Gb/s, 15000rpm, 300GB/450GB/600GB on DS 3048 & DS 3060 models
3. Added HBA: LSI SAS-12G Dual-port model
v12.32 - 2015/01/09 | 1. Added new device: HGST Ultrastar C10K1800, 2.5", SAS12Gb/s, 10,000rpm, 1.8TB/1.2TB/900GB/600GB/450GB models
2. Added new device: ATTO ThunderLink FC 2162, FC16G to Thunderbolt 2 models
3. HBA card BIOS/FW/Windows driver updated
v12.33 - 2015/02/13 | 1. Added os: CentOS 7
v12.34 - 2015/02/26 | 1. Added model DS 1024/2024 series (4U24Bay)
2. Added new device: Toshiba PX03SV, 2.5", SAS 12Gb/s, SSD 1.6TB/800GB/400GB/200GB models
v12.35 - 2015/03/13 | 1. Added model DS 4016 & JB3016 series
v12.36 - 2015/03/20 | 1. Added new device: HGST Ultrastar SSD1600MM, 2.5", SAS 12Gb/s, SSD 1.6TB/800GB/400GB/200GB models
2. Added new device: HGST Ultrastar 7K6000, 3.5", SAS 12Gb/s, 7,200rpm, 6TB/5TB/4TB/2TB models
v12.37 - 2015/04/02 | 1. Update HGST 2.5", SAS 12Gb/s, SSD 1.6TB/800GB/400GB/200GB on DS 3000/2000/1000 models
2. Added microcode "0370" on Intel DC S3500 SATA 6G SSD drives
v12.38 - 2015/04/24 | 1. Update HGST Ultrastar 7K6000, 3.5", SAS 12Gb/s, 7,200rpm, 6TB/5TB/4TB/2TB on DS 4000 models
2. Update ATTO FC16G/FC8G HBA cards and Thunderbolt adapters support with Windows server 2012 and Windows 8.1
v12.39 - 2015/05/08 | 1. Added new device: Netgear 10 Gigabit ProSafe Switches M5300 series
2. Added new device: HGST Ultrastar He8 (Aries-HC8), 3.5", SAS 12Gb/s, 7,200rpm, 8TB/6TB models
3. Added new device: HGST Ultrastar SSD1600MR, 2.5", SAS 12Gb/s, SSD 1.6TB/1TB/800GB/500GB/400GB/250GB models
v12.40 - 2015/05/22 | 1. Added new device: Toshiba PX02SS SAS 12Gb/s, SSD 800GB/400GB/200GB/100GB
v12.41 - 2015/06/05 | 1. Update FRU P/N : HGST Ultrastar He8 (Aries-HC8), 3.5", SAS 12Gb/s, 7,200rpm, 8TB/6TB models
v12.42 - 2015/06/18 | 1. Added new device: ATTO ExpressSAS H1280, SAS 12G models
v12.43 - 2015/06/26 | 1. Added model DS 4024B
v12.44 - 2015/07/03 | 1. Added model JB 3024B
v12.45 - 2015/07/17 | 1. Added new device: HGST Ultrastar 7K6000, 3.5", SATA 6Gb/s, 7,200rpm, 6TB/5TB/4TB/2TB models
2. Added new device: HGST Ultrastar He8 (Aries-HC8), 3.5", SATA 6Gb/s, 7,200rpm, 8TB/6TB models
v12.46 - 2015/07/31 | 1. Added new device: Toshiba PX02SM SED/FIPS 12Gb/s SAS, SSD 1.6TB/800GB/400GB/200GB
v12.47 - 2015/08/14 | 1. Added new device: OCZ(Toshiba) Intrepid 3700 series SATA 6Gb/s , SSD 1.92TB/960GB/480GB/240GB
v12.48 - 2015/08/21 | 1. Update FRU P/N : HGST Ultrastar 7K6000, 3.5", SAS 12Gb/s, 7,200rpm, 4TB models
v12.49 - 2015/09/11 | 1. Update HGST Ultrastar He8 (Aries-HC8), 3.5", SAS 12Gb/s, 7,200rpm, 8TB/6TB models on DS 4000
v12.50 - 2015/09/18 | 1. Added new device: Toshiba AL14SE-Lite, 2.5", SAS 12Gb/s, 10,000rpm, 1.2TB/900GB/600GB/450GB/300GB models
v12.51 - 2015/09/25 | 1. Update Toshiba AL14SE-Lite, 2.5", SAS 12Gb/s, 10,000rpm, 1.2TB/900GB/600GB/450GB/300GB models on DS G6
2. Added Virtualization: VMware 6.0
v12.52 - 2015/10/02 | 1. Added new device: Intel DC S3510 SATA 6Gb/s SSD 1.6TB/1.2TB/800GB/480GB/240GB/120GB/80GB models
v12.53 - 2015/10/16 | 1. Update FRU P/N: HGST Ultrastar He8 (Aries-HC8), 3.5", SATA 6Gb/s, 7,200rpm, 8TB
v12.54 - 2015/10/23 | 1. Add new device: Seagate Makara, 3.5", SAS 12Gb/s, 7,200rpm, 2TB/4TB/6TB
2. Add new device: Tomcat-R, 3.5", SAS 12Gb/s, 7,200rpm, 2TB/4TB/5TB/6TB
3. Update OCZ(Toshiba) Intrepid 3700 series SATA 6Gb/s , SSD, 1.92TB/960GB/480GB/240GB models on DS 4000
v12.55 - 2015/10/30 | 1. Update ATTO FC16G/FC8G HBA cards support with Linux
2. Add new device: Seagate Avenger, 2.5", SAS 12Gb/s, 7200rpm, 1TB/2TB
v12.56-2015/11/06 | 1. Add new device: Intel DC S3610, 2.5", SATA 6Gb/s, SSD, 100GB/200GB/400GB/480GB/800GB/1.2TB/1.6TB
v12.57-2015/11/13 | 1. Update Seagate Makara, 3.5", SAS 12Gb/s, 7,200rpm, 2TB/4TB/6TB on DS4000/1000
2. Add new device: Seagate Enterprise Performance 10K.8 (Thunderbolt), 2.5", SAS 12Gb/s, 10,000rpm, 1.8TB/1.2TB/900GB/600GB
3. Update SanDisk Optimus.2 ECO, 2.5" SAS 6Gb/s, SSD, 2TB/1.6TB/920GB/800GB/480GB/400GB on DS3000
4. Add new device: Samsung SM863, 2.5", SATA 6Gb/s, SSD,120GB/240GB/480GB/960GB/1.92TB
v12.58-2015/11/20 | 1. Update: Intel DC S3610, 2.5", SATA 6Gb/s, SSD, 100GB/200GB/400GB/480GB/800GB/1.2TB/1.6TB on DS4000 and DS3000
v12.59-2015/11/27 | 1. Update SanDisk Optimus.2 ECO, 2.5" SAS 6Gb/s, SSD, 2TB/1.6TB/920GB/800GB/480GB/400GB on DS4000
2. Add new device: Seagate 1200.2, 2.5", SAS 12Gb/s, SSD, 400GB/800GB/1.6TB/3.2TB
3. Revise Samsung SM863, 2.5", SATA 6Gb/s, SSD P/N
v12.60-2015/12/4 | 1. Update Seagate Makara, 3.5", SAS 12Gb/s, 7,200rpm, 2TB/4TB/6TB on DS G6
2. Update Toshiba AL14SE-Lite, 2.5", SAS 12Gb/s, 10,000rpm, 1.2TB/900GB/600GB/450GB/300GB models on DS 3000
3. Update Seagate 1200.2, 2.5", SAS 12Gb/s, SSD, 400GB/800GB/1.6TB/3.2TB on DS 4000
4. Update Virtualization: VMware 6.0 on DS 4000/1000/2000
v12.61-2015/12/11 | 1. Revise: Netgear XS708E limit on using trunk with DS systems
v12.62-2015/12/25 | 1. Add new device: Toshiba PX04 family (Phoenix-M3), SAS 12Gb/s, SSD, 400GB/800GB/1.6TB/3.2TB
2. Update Toshiba AL14SE-Lite, 2.5", SAS 12Gb/s, 10,000rpm, 1.2TB/900GB/600GB/450GB/300GB models on DS 4000/1000
3. Update Seagate Enterprise Performance 10K.8 (Thunderbolt), 2.5", SAS 12Gb/s, 10,000rpm, 1.8TB/1.2TB/900GB/600GB on DS3000
v12.63-2016/01/30 | 1. Add: switch and HBA for DS4000 8Gb/s FC host
v12.64-2016/02/05 | 1.Update Toshiba PX04 family (Phoenix-M3), SAS 12Gb/s, SSD, 400GB/800GB/1.6TB/3.2TB on DS3000/2000/1000
v12.65-2016/03/04 | 1. Update HGST Ultrastar 7K6000, 3.5", SAS 12Gb/s, 7,200rpm, 6TB/5TB/4TB/2TB on DS G6/G7i
2. Add new device: Seagate 1200.2, 2.5", SAS 12Gb/s, SSD, DWPD 25x/3x/1x
3. Update OS, Windows Server 2008, use Windows native MPIO
4. Add new device: FCoE switch and HBA for DS4000U model
v12.66-2016/03/11 | 1. Update Multipath, Windows native MPIO, Windows Server 2008
v12.67-2016/04/08 | 1. Added new device: Seagate Enterprise Performance 15K v5, SAS 12Gb/s, 15000rpm, 300GB/600GB
2. Added new device: Intel, iSCSI HBA, X710
3.Update FRU P/N: Toshiba AL14SE-Lite, 2.5", SAS 12Gb/s, 10,000rpm, 1.2TB/900GB/600GB/450GB/300GB models

## SAS HDD
SAS HDD | Vendor | HGST |  | HGST | [6 empty] | Toshiba | [11 empty] | Seagate | [14 empty] | WD |  |  |  | Seagate |  |  | Seagate | [14 empty] | HGST | [7 empty] | Toshiba
| I/F | SAS12G |  | SAS12G |  |  |  | SAS6G |  |  | SAS12G |  |  |  | SAS6G |  |  |  | SAS6G |  |  |  | SAS12G |  |  | SAS6G | [11 empty] | SAS6G |  |  |  | SAS6G |  |  | SAS6G |  |  |  |  | SAS3G | [9 empty] | SAS6G | [5 empty] | SAS3G |  | SAS3G |  | SAS3G
| RPM | 7200 | [5 empty] | 7200 |  |  | 7200 |  |  |  | 7200 | [7 empty] | 7200 |  |  | 7200 |  |  |  | 7200 |  |  |  | 7200 |  |  |  | 7200 |  |  |  | 15K |  |  | 7200 |  |  |  |  | 10K | 15k |  |  | 7200 |  |  | 7200 (NL SAS) |  |  | 10K | 15K |  |  | 7200 (NL SAS) |  | 15K |  | 15K |  | 7200 (NL SAS)
| Series | Ultrastar He8 |  | Ultrastar 7K6000 |  |  |  | Ultrastar 7K4000 |  |  | Tomcat-R |  |  |  | Harrier |  |  |  | Tomcat |  |  |  | Makara |  |  | Constellation ES3 |  |  |  | Constellation ES3 (SED) |  |  |  | Constellation ES3 (SED/FIPS) |  |  |  | Re series |  |  |  | Cheetah 15K.7 |  |  | Constellation ES2 |  | Constellation ES (Muskie+) |  |  | Cheetah NS | Cheetah 15K.6 |  |  | Barracuda ES.2 |  |  | Constellation ES |  |  | Ultrastar He6 | Ultrastar 15K600 |  |  | Ultrastar 7K3000 |  | Ultrastar 15K450 |  | AL10 |  | Mustang
| Capacity | 8TB | 6TB | 6TB | 5TB | 4TB | 2TB | 4TB | 3TB | 2TB | 6TB | 5TB | 4TB | 2TB | 4TB | 3TB | 2TB | 1TB | 5TB | 4TB | 3TB | 2TB | 6TB | 4TB | 2TB | 4TB | 3TB | 2TB | 1TB | 4TB | 3TB | 2TB | 1TB | 4TB | 3TB | 2TB | 1TB | 1TB | 2TB | 3TB | 4TB | 600GB | 450GB | 300GB | 2TB | 3TB | 2TB | 1TB | 500GB | 400GB | 450GB | 300GB | 147GB | 1TB | 750GB | 500GB | 2TB | 1TB | 500GB | 6TB | 600GB | 450GB | 300GB | 2TB | 3TB*3 | 450GB | 300GB | 147GB | 73GB | 2TB | 1TB
| Model | HUH728080AL5200 | HUH728060AL5200 | HUS726060AL5210 | HUS726050AL5210 | HUS726040AL5210 | HUS726020AL5210 | HUS724040ALS640 | HUS724030ALS640 | HUS724020ALS640 | MG04SCA60EE | MG04SCA50EE | MG04SCA40EE | MG04SCA20EE | MG03SCA400 | MG03SCA300 | MG03SCA200 | MG03SCA100 | MG04SCA500E | MG04SCA400E | MG04SCA300E | MG04SCA200E | ST6000NM0034 | ST4000NM0034 | ST2000NM0034 | ST4000NM0023 | ST3000NM0023 | ST2000NM0023 | ST1000NM0023 | ST4000NM0043 | ST3000NM0043 | ST2000NM0043 | ST1000NM0043 | ST4000NM0063 | ST3000NM0063 | ST2000NM0063 | ST1000NM0063 | WD1001FYYG | WD2001FYYG | WD3001FYYG | WD4001FYYG | ST3600057SS | ST3450857SS | ST3300657SS | ST32000645SS | ST33000650SS | ST2000NM0001 | ST1000NM0001 | ST500NM0001 | ST3400755SS | ST3450856SS | ST3300656SS | ST3146356SS | ST31000640SS | ST3750630SS | ST3500620SS | ST32000444SS | ST31000424SS | ST3500414SS | HUS726060ALS640 | HUS156060VLS600 | HUS156045VLS600 | HUS156030VLS600 | HUS723020ALS640 | HUS723030ALS640 | HUS154545VLS300 | HUS154530VLS300 | MBA3147RC | MBA3073RC | MK2001TRKB | MK1001TRKB
| Microcode*1 | A515 |  | A519/T7J0 |  |  |  | A1C4 |  |  | 0101 |  |  |  | 1001 |  |  |  | 0102 |  |  |  | E005 |  |  | 0003/0004 |  |  |  | 0003 |  |  |  | 0003 |  |  |  | VR07 |  |  |  | 0005/0006/000B |  |  | A003 |  | 0002 | 0002 | 0002 | 0001 | 0005 | 0005 | 0005 | 0001 | 0001 | 0001 | 0006 | 0006 | 0006 | A1E2 | A510/A51E/A51F | A510/A51E/A51F | A510/A51E/A51F | A120/A228 |  | A570 | A570 | 0103 | 0103 | 1003 | 1003
| Note | NL SAS |  | NL SAS | [6 empty] | NL SAS |  |  |  | NL SAS |  |  |  | NL SAS |  |  |  | NL SAS |  |  | NL SAS |  |  |  | NL SAS |  |  |  | NL SAS |  |  |  | NL SAS |  |  |  |  | series qualification | series qualification | NL SAS |  | NL SAS | NL SAS | NL SAS |  | EOL | EOL | EOL | EOL | EOL | EOL | EOL | EOL | EOL | NL SAS |  |  |  | NL SAS |  | EOL | EOL | EOL | EOL
| Infortrend FRU P/N | HELH72S3800 |  | HELH72S3600 |  | HELH72S3400 | HELH72S3200 | HELH72S2400 | H72A2XS2XX | H72A1XS2XX |  |  |  |  | HELT72S2400 | [10 empty] | HELS72S2400 | HELS72S2300 | HELS72S2200 |  | HFLS72S2400 | [11 empty] | HELS15S2060 | [17 empty] | HELH72S2600 | H1560HS264 | H1545HS264 | H1530HS264 | H72A1XS2XX | H72A2XS2XX |  |  |  |  | H72A1SS216 (EOS)
DS 1000/ DS 2000 | DS 1012 / DS 2012 | v | v | v | v | v | v | v | v | v | v | v | v | v | v | v | v | v |  |  |  |  | v | v | v | v | v | v | v | v | v | v | v | v | v | v | v | v | v | v | v |  |  |  | v | v | [13 empty] | v |  |  |  | v | v
| DS 1016 / DS 2016 | v | v | v | v | v | v | v | v | v | v | v | v | v | v | v | v | v |  |  |  |  | v | v | v | v | v | v | v | v | v | v | v | v | v | v | v | v | v | v | v |  |  |  | v | v | [13 empty] | v |  |  |  | v | v
| DS 1024 / DS 2024 | v | v | v | v | v | v | v | v | v | v | v | v | v | v | v | v | v |  |  |  |  | v | v | v | v | v | v | v | v | v | v | v | v | v | v | v | v | v | v | v |  |  |  | v | v | [13 empty] | v |  |  |  | v | v
Expansion Enclosure | JB 2012-1 | Please refer to corresponded RAID Controller / RAID Subsystem only for compatibility list and NOT compatible with 3.5", 15Krpm drives.
| JB 2016-1 | Please refer to corresponded RAID Controller / RAID Subsystem only for compatibility list and NOT compatible with 3.5", 15Krpm drives.
DS 3000 | DS 3012 | v | v | v | v | v | v | v | v | v | v | v | v | v | v | v | v | v | v | v | v | v | v | v | v | v | v | v | v | v | v | v | v | v | v | v | v | v | v | v | v | v | v | v | [15 empty] | v | v | v | v | v | v
| DS 3016 | v | v | v | v | v | v | v | v | v | v | v | v | v | v | v | v | v | v | v | v | v | v | v | v | v | v | v | v | v | v | v | v | v | v | v | v | v | v | v | v | v | v | v | [15 empty] | v | v | v | v | v | v
| DS 3024 | v | v | v | v | v | v | v | v | v | v | v | v | v | v | v | v | v | v | v | v | v | v | v | v | v | v | v | v | v | v | v | v | v | v | v | v | v | v | v | v | v | v | v | [15 empty] | v | v | v | v | v | v
| DS 3024B *5 | v | v | v | v | v | v | v | v | v | v | v | v | v | v | v | v | v | v | v | v | v | v | v | v | v | v | v | v | v | v | v | v | v | v | v | v | v | v | v | v | v | v | v | [15 empty] | v | v | v | v | v | v
| DS 3048 | v | v | v | v | v | v | v | v | v | v | v | v | v | v | v | v | v | v | v | v | v | v | v | v | v | v | v | v | v | v | v | v | v | v | v | v | v | v | v | v | [18 empty] | v |  |  |  | v | v
| DS 3060 | v | v | v | v | v | v | v | v | v | v | v | v | v | v | v | v | v | v | v | v | v | v | v | v | v | v | v | v | v | v | v | v | v | v | v | v | v | v | v | v | [18 empty] | v |  |  |  | v | v
Expansion Enclosure | JB 2012 | Please refer to corresponded RAID Controller / RAID Subsystem only for compatibility list
| JB 2016 | Please refer to corresponded RAID Controller / RAID Subsystem only for compatibility list
| JB 2048 | Please refer to corresponded RAID Controller / RAID Subsystem only for compatibility list and NOT compatible with 3.5", 15Krpm drives.
| JB 2060 | Please refer to corresponded RAID Controller / RAID Subsystem only for compatibility list and NOT compatible with 3.5", 15Krpm drives.
DS 4000 | DS 4016 | v | v | v | v | v | v | v | v | v | v | v | v | v | v | v | v | v | v | v | v | v | v | v | v | v | v | v | v | v | v | v | v | v | v | v | v | v | v | v | v | v | v | v | [15 empty] | v
| DS 4024B *5 | v | v | v | v | v | v | v | v | v | v | v | v | v | v | v | v | v | v | v | v | v | v | v | v | v | v | v | v | v | v | v | v | v | v | v | v | v | v | v | v | v | v | v | [15 empty] | v
Expansion Enclosure | JB 3016 | Please refer to corresponded RAID Controller / RAID Subsystem only for compatibility list
| JB 3024B | Please refer to corresponded RAID Controller / RAID Subsystem only for compatibility list
Fibre to SAS | DS S12F-R2840-4 |  |  | v | v | v | v | v | v | v |  |  |  |  | v | v | v | v |  |  |  |  | v | v | v | v | v | v | v | [12 empty] | v | v | v | v | v | v |  |  |  | v | v |  | v | v | v | v |  |  | v | v | v | v | v | v |  |  | v | v | v | v
| DS S12F-S2840N |  |  | v | v | v | v | v | v | v |  |  |  |  | v | v | v | v |  |  |  |  | v | v | v | v | v | v | v | [12 empty] | v | v | v | v | v | v |  |  |  | v | v |  | v | v | v | v |  |  | v | v | v | v | v | v |  |  | v | v | v | v
| DS S12F-R2840N |  |  | v | v | v | v | v | v | v |  |  |  |  | v | v | v | v |  |  |  |  | v | v | v | v | v | v | v | [12 empty] | v | v | v | v | v | v |  |  |  | v | v |  | v | v | v | v |  |  | v | v | v | v | v | v |  |  | v | v | v | v
| DS S12F-G2840-4 |  |  | v | v | v | v | v | v | v |  |  |  |  | v | v | v | v |  |  |  |  | v | v | v | v | v | v | v | [12 empty] | v | v | v | v | v | v |  |  |  | v | v |  | v | v | v | v |  |  | v | v | v | v | v | v |  |  | v | v | v | v
| DS S12F-R2850 |  |  | v | v | v | v | v | v | v |  |  |  |  | v | v | v | v | v | v | v | v | v | v | v | v | v | v | v | [12 empty] | v | v | v | v | v | [13 empty] | v | v | v | v | v | v |  |  |  |  | v | v
| DS S12F-G2850 |  |  | v | v | v | v | v | v | v |  |  |  |  | v | v | v | v | v | v | v | v | v | v | v | v | v | v | v | [12 empty] | v | v | v | v | v | [13 empty] | v | v | v | v | v | v |  |  |  |  | v | v
| DS S16F-R2840-4 |  |  | v | v | v | v | v | v | v |  |  |  |  | v | v | v | v |  |  |  |  | v | v | v | v | v | v | v | [12 empty] | v | v | v | v | v | v | [9 empty] | v |  |  | v | v | v | v | v | v |  |  |  |  | v | v
| DS S16F-G2840-4 |  |  | v | v | v | v | v | v | v |  |  |  |  | v | v | v | v |  |  |  |  | v | v | v | v | v | v | v | [12 empty] | v | v | v | v | v | v | [9 empty] | v |  |  | v | v | v | v | v | v |  |  |  |  | v | v
| DS S16F-R2842-6 |  |  | v | v | v | v | v | v | v |  |  |  |  | v | v | v | v |  |  |  |  | v | v | v | v | v | v | v | [12 empty] | v | v | v | v | v | v |  |  |  | v | v | v | v | v | v | v |  |  | v | v | v | v | v | v |  |  | v | v | v | v
| DS S16F-G2842-6 |  |  | v | v | v | v | v | v | v |  |  |  |  | v | v | v | v |  |  |  |  | v | v | v | v | v | v | v | [12 empty] | v | v | v | v | v | v |  |  |  | v | v | v | v | v | v | v |  |  | v | v | v | v | v | v |  |  | v | v | v | v
| DS S16F-R2850 |  |  | v | v | v | v | v | v | v |  |  |  |  | v | v | v | v | v | v | v | v | v | v | v | v | v | v | v | [12 empty] | v | v | v | v | v | [13 empty] | v | v | v | v | v | v |  |  |  |  | v | v
| DS S16F-G2850 |  |  | v | v | v | v | v | v | v |  |  |  |  | v | v | v | v | v | v | v | v | v | v | v | v | v | v | v | [12 empty] | v | v | v | v | v | [13 empty] | v | v | v | v | v | v |  |  |  |  | v | v
| DS S24F-R2840-4 |  |  | v | v | v | v | v | v | v |  |  |  |  | v | v | v | v |  |  |  |  | v | v | v | v | v | v | v | [12 empty] | v | v | v | v | v | v | [9 empty] | v |  |  | v | v | v | v | v | v |  |  |  |  | v | v
| DS S24F-G2840-4 |  |  | v | v | v | v | v | v | v |  |  |  |  | v | v | v | v |  |  |  |  | v | v | v | v | v | v | v | [12 empty] | v | v | v | v | v | v | [9 empty] | v |  |  | v | v | v | v | v | v |  |  |  |  | v | v
| DS S24F-R2850 |  |  | v | v | v | v | v | v | v |  |  |  |  | v | v | v | v | v | v | v | v | v | v | v | v | v | v | v | [12 empty] | v | v | v | v | v | [13 empty] | v | v | v | v | v | v |  |  |  |  | v | v
| DS S24F-G2850 |  |  | v | v | v | v | v | v | v |  |  |  |  | v | v | v | v | v | v | v | v | v | v | v | v | v | v | v | [12 empty] | v | v | v | v | v | [13 empty] | v | v | v | v | v | v |  |  |  |  | v | v
| DS S48F-R2842-6 |  |  | v | v | v | v | v | v | v |  |  |  |  | v | v | v | v |  |  |  |  | v | v | v | v | v | v | v | [15 empty] | v | v | [13 empty] | v |  |  |  | v | v |  |  |  |  | v | v
| DS S48F-G2842-6 |  |  | v | v | v | v | v | v | v |  |  |  |  | v | v | v | v |  |  |  |  | v | v | v | v | v | v | v | [15 empty] | v | v | [13 empty] | v |  |  |  | v | v |  |  |  |  | v | v
2.5" Fibre to SAS | DS B24F-R2842-6 *5 |  |  | v | v | v | v | [15 empty] | v | v | v | v | v | v | v | [12 empty] | v*4 | v*4 | v*4 | v*4 | v*4 | v*4 | [9 empty] | v*4 |  |  |  | v*4 | v*4 | v*4 | v*4 | v*4 |  |  |  |  | v*4 | v*4
| DS B24F-G2842-6 *5 |  |  | v | v | v | v | [15 empty] | v | v | v | v | v | v | v | [12 empty] | v*4 | v*4 | v*4 | v*4 | v*4 | v*4 | [9 empty] | v*4 |  |  |  | v*4 | v*4 | v*4 | v*4 | v*4 |  |  |  |  | v*4 | v*4
iSCSI to SAS | DS S12E-R2140-4 |  |  | v | v | v | v | v | v | v |  |  |  |  | v | v | v | v |  |  |  |  | v | v | v | v | v | v | v | [12 empty] | v | v | v | v | v | v |  |  | v | v | v |  | v | v | v | v |  |  | v | v | v | v | v | v |  |  | v | v | v | v
| DS S12E-G2140-4 |  |  | v | v | v | v | v | v | v |  |  |  |  | v | v | v | v |  |  |  |  | v | v | v | v | v | v | v | [12 empty] | v | v | v | v | v | v |  |  | v | v | v |  | v | v | v | v |  |  | v | v | v | v | v | v |  |  | v | v | v | v
| DS S16E-R2142-6 |  |  | v | v | v | v | v | v | v |  |  |  |  | v | v | v | v |  |  |  |  | v | v | v | v | v | v | v | [12 empty] | v | v | v | v | v | v |  |  | v | v | v |  | v | v | v | v |  |  | v | v | v | v | v | v |  |  | v | v | v | v
| DS S16E-G2142-6 |  |  | v | v | v | v | v | v | v |  |  |  |  | v | v | v | v |  |  |  |  | v | v | v | v | v | v | v | [12 empty] | v | v | v | v | v | v |  |  | v | v | v |  | v | v | v | v |  |  | v | v | v | v | v | v |  |  | v | v | v | v
| DS S16E-R2240 |  |  | v | v | v | v | v | v | v |  |  |  |  | v | v | v | v |  |  |  |  | v | v | v | v | v | v | v | [12 empty] | v | v | v | v | v | v | [9 empty] | v |  |  | v | v | v | v | v | v |  |  |  |  | v | v
| DS S16E-G2240 |  |  | v | v | v | v | v | v | v |  |  |  |  | v | v | v | v |  |  |  |  | v | v | v | v | v | v | v | [12 empty] | v | v | v | v | v | v | [9 empty] | v |  |  | v | v | v | v | v | v |  |  |  |  | v | v
| DS S24E-G2142-6 |  |  | v | v | v | v | v | v | v |  |  |  |  | v | v | v | v |  |  |  |  | v | v | v | v | v | v | v | [12 empty] | v | v | v | v | v | v |  |  | v | v | v |  | v | v | v | v |  |  |  | v | v | v | v | v |  |  | v | v | v | v
iSCSI to 2.5" SAS | DS B24E-R2142-6 *5 |  |  | v | v | v | v | [15 empty] | v | v | v | v | v | v | v | [12 empty] | v*4 | v*4 | v*4 | v*4 | v*4 | v*4 | [9 empty] | v*4 |  |  |  | v*4 | v*4 | v*4 | v*4 | v*4 |  |  |  |  | v*4 | v*4
| DS B24E-G2142-6 *5 |  |  | v | v | v | v | [15 empty] | v | v | v | v | v | v | v | [12 empty] | v*4 | v*4 | v*4 | v*4 | v*4 | v*4 | [9 empty] | v*4 |  |  |  | v*4 | v*4 | v*4 | v*4 | v*4 |  |  |  |  | v*4 | v*4
SAS to SAS | ES S16S-J1000-R1 | Please refer to corresponded RAID Controller / RAID Subsystem only for compatibility list. | [47 empty] | Please refer to corresponded RAID Controller / RAID Subsystem only for compatibility list.
| ES S16S-J1000-S1 | Please refer to corresponded RAID Controller / RAID Subsystem only for compatibility list. | [47 empty] | Please refer to corresponded RAID Controller / RAID Subsystem only for compatibility list.
| DS S04S-G2240 |  |  | v | v | v | v | v | v | v |  |  |  |  | v | v | v | v |  |  |  |  | v | v | v | v | v | v | v | [12 empty] | v | v | v | v | v | v | [9 empty] | v |  |  | v | v | v | v | v | v |  |  |  |  | v | v
| DS S12S-R2240 |  |  | v | v | v | v | v | v | v |  |  |  |  | v | v | v | v |  |  |  |  | v | v | v | v | v | v | v | [12 empty] | v | v | v | v | v | v | [9 empty] | v |  |  | v | v | v | v | v | v |  |  |  |  | v | v
| DS S12S-R2240-4 |  |  | v | v | v | v | v | v | v |  |  |  |  | v | v | v | v |  |  |  |  | v | v | v | v | v | v | v | [12 empty] | v | v | v | v | v | v | [9 empty] | v |  |  | v | v | v | v | v | v |  |  |  |  | v | v
| DS S12S-J2000-RN | Please refer to corresponded RAID Controller / RAID Subsystem only for compatibility list. | [47 empty] | Please refer to corresponded RAID Controller / RAID Subsystem only for compatibility list.
| DS S12S-G2240 |  |  | v | v | v | v | v | v | v |  |  |  |  | v | v | v | v |  |  |  |  | v | v | v | v | v | v | v | [12 empty] | v | v | v | v | v | v | [9 empty] | v |  |  | v | v | v | v | v | v |  |  |  |  | v | v
| DS S12S-G2240-4 |  |  | v | v | v | v | v | v | v |  |  |  |  | v | v | v | v |  |  |  |  | v | v | v | v | v | v | v | [12 empty] | v | v | v | v | v | v | [9 empty] | v |  |  | v | v | v | v | v | v |  |  |  |  | v | v
| DS S12S-J2000-SN | Please refer to corresponded RAID Controller / RAID Subsystem only for compatibility list. | [47 empty] | Please refer to corresponded RAID Controller / RAID Subsystem only for compatibility list.
| DS S16S-R2240 |  |  | v | v | v | v | v | v | v |  |  |  |  | v | v | v | v |  |  |  |  | v | v | v | v | v | v | v | [12 empty] | v | v | v | v | v | v | [9 empty] | v |  |  | v | v | v | v | v | v |  |  |  |  | v | v
| DS S16S-G2240 |  |  | v | v | v | v | v | v | v |  |  |  |  | v | v | v | v |  |  |  |  | v | v | v | v | v | v | v | [12 empty] | v | v | v | v | v | v | [9 empty] | v |  |  | v | v | v | v | v | v |  |  |  |  | v | v
| DS S16S-G2242-4 |  |  | v | v | v | v | v | v | v |  |  |  |  | v | v | v | v |  |  |  |  | v | v | v | v | v | v | v | [12 empty] | v | v | v | v | v | v | [9 empty] | v |  |  | v | v | v | v | v | v |  |  |  |  | v | v
| DS S24S-G2240 |  |  | v | v | v | v |  |  | v |  |  |  |  | v | v | v | v |  |  |  |  | v | v | v | v | v | v | v | [12 empty] | v | v | v | v | v | v | [9 empty] | v |  |  |  | v | v | v | v | v |  |  |  |  | v | v
| DS S48S-J2000-R | Please refer to corresponded RAID Controller / RAID Subsystem only for compatibility list. | [47 empty] | Please refer to corresponded RAID Controller / RAID Subsystem only for compatibility list.
| DS S48S-J2000-G | Please refer to corresponded RAID Controller / RAID Subsystem only for compatibility list. | [47 empty] | Please refer to corresponded RAID Controller / RAID Subsystem only for compatibility list.
2.5" SAS to SAS | DS B24S-R2240 *5 | [40 empty] | v*4 | v*4 | v*4 | v*4 | v*4 | v*4 | [9 empty] | v*4 |  |  |  | v*4 | v*4 | v*4 | v*4 | v*4 |  |  |  |  | v*4 | v*4
| DS B24S-G2240 *5 | [40 empty] | v*4 | v*4 | v*4 | v*4 | v*4 | v*4 | [9 empty] | v*4 |  |  |  | v*4 | v*4 | v*4 | v*4 | v*4 |  |  |  |  | v*4 | v*4
Note:
*1: Drive microcode listed here is a primer and qualified by Infortrend. All Infortrend models are compatible with further microcodes provided by drive vendors.
*2: Due to the chip limitation, SAS 3Gb/s drive side models are not compatible with SAS 3TB drives.
*3: Please upgrade system firwmare to FW3.86C or later in order to use 3TB or larger capacity drives.
*4: Compatibility test result for the 2U or 3U JBOD connected to this subsystem
*5: Supporting 3.5" drives in 3.5" JBOD connected with 2.5" RAID models
IMPORTANT:
All results are based on the latest product(s) compatibility test report(s) and new devices test results; therefore, support results may be vary from the previous Compatibility Matrix versions. Please refer to the latest product compatibility test reports for detailed information.
DISCLAIMER
1. This test report is for internal use and reference purpose only, and its accuracy, completeness and reliability are not guaranteed.
2. Infortrend assumes no responsibility for the use of the information provided.
3. The information in this report is subject to change at any time without notice.
4. The compatibility test may only take a few hours up to a few days. It is not possible to tell the quality or reliability of a 3rd party device from the compatibility test. Infortrend does not hold the responsibility for the quality, reliability or other issue of the device listed above. A device that has been listed with "OK" status, only means it can work with our product with the tested configuration, at the time when we tested it.
EOL | DS S12F-G1433 | [40 empty] | v | v | v | [5 empty] | v | v | v | v | v | v | v |  |  |  | v |  | v | v |  |  | v | v | v | v
| DS S12E-R1132 | [40 empty] | v | v | v | [5 empty] | v | v | v | v | v | v | v |  |  |  | v |  | v | v |  |  | v | v
| DS S12E-G1133 | [40 empty] | v | v | v | [5 empty] | v | v | v | v | v | v | v |  |  |  | v |  | v | v |  |  | v | v
| DS S12S-R1032 | [40 empty] | v | v | v |  |  | v |  |  | v | v | v | v | v | v | v |  |  |  | v |  | v | v |  |  | v | v | v | v | v | v
| DS S12S-G1033 | [40 empty] | v | v | v |  |  | v |  |  | v | v | v | v | v | v | v |  |  |  | v |  | v | v |  |  | v | v | v | v | v | v
| DS S16E-R1130 | [40 empty] | v | v | v | [5 empty] | v | v | v | v | v | v | v |  |  |  | v |  | v | v |  |  | v | v
| DS S16E-G1130 | [40 empty] | v | v | v | [5 empty] | v | v | v | v | v | v | v |  |  |  | v |  | v | v |  |  | v | v
| DS S16S-R1030 | [40 empty] | v | v | v |  |  | v |  |  | v | v | v | v | v | v | v |  |  |  | v |  | v | v |  |  | v | v | v | v | v | v
| DS S16S-G1030 | [40 empty] | v | v | v |  |  | v |  |  | v | v | v | v | v | v | v |  |  |  | v |  | v | v |  |  | v | v | v | v | v | v
| DS S12S-J1002-R | Please refer to corresponded RAID Controller / RAID Subsystem only for compatibility list. | [47 empty] | Please refer to corresponded RAID Controller / RAID Subsystem only for compatibility list and NOT compatible with Hitachi SAS6G 2TB and 3TB drives.
| DS S12S-J1000-G | Please refer to corresponded RAID Controller / RAID Subsystem only for compatibility list. | [47 empty] | Please refer to corresponded RAID Controller / RAID Subsystem only for compatibility list and NOT compatible with Hitachi SAS6G 2TB and 3TB drives.
| DS S16S-J1000-R | Please refer to corresponded RAID Controller / RAID Subsystem only for compatibility list. | [47 empty] | Please refer to corresponded RAID Controller / RAID Subsystem only for compatibility list and NOT compatible with Hitachi SAS6G 2TB and 3TB drives.
| DS S16S-J1000-S | Please refer to corresponded RAID Controller / RAID Subsystem only for compatibility list. | [47 empty] | Please refer to corresponded RAID Controller / RAID Subsystem only for compatibility list and NOT compatible with Hitachi SAS6G 2TB and 3TB drives.
| DS S12F-R1440 | [6 empty] | v | v | v |  |  |  |  | v | v | v | v | [7 empty] | v | v | v | v | [12 empty] | v | v | v | v | v |  |  |  | v | v | v | v | v | v | v | v |  |  | v |  | v | v | v | v | v | v | v | v | v | v
| DS S12F-G1440 | [6 empty] | v | v | v |  |  |  |  | v | v | v | v | [7 empty] | v | v | v | v | [12 empty] | v | v | v | v | v |  |  |  | v | v | v | v | v | v | v | v |  |  | v |  | v | v | v | v | v | v | v | v | v | v
| DS S16F-R1440 | [6 empty] | v | v | v |  |  |  |  | v | v | v | v | [7 empty] | v | v | v | v | [12 empty] | v | v | v | v | v |  |  |  | v | v | v | v | v | v | v | v |  |  | v |  | v | v | v | v | v | v | v | v | v | v
| DS S16F-G1440 | [6 empty] | v | v | v |  |  |  |  | v | v | v | v | [7 empty] | v | v | v | v | [12 empty] | v | v | v | v | v |  |  |  | v | v | v | v | v | v | v | v |  |  | v |  | v | v | v | v | v | v | v | v | v | v
| DS S24F-R1440 | [6 empty] | v | v | v |  |  |  |  | v | v | v | v | [7 empty] | v | v | v | v | [12 empty] | v | v | v | v | v |  |  |  | v | v | v | v | v | v | v | v |  |  | v |  | v | v | v | v | v | v | v | v | v | v
| DS S24F-G1440 | [6 empty] | v | v | v |  |  |  |  | v | v | v | v | [7 empty] | v | v | v | v | [12 empty] | v | v | v | v | v |  |  |  | v | v | v | v | v | v | v | v |  |  | v |  | v | v | v | v | v | v | v | v | v | v
| DS S12F-R1840-4 | [6 empty] | v | v | v |  |  |  |  | v | v | v | v | [7 empty] | v | v | v | v | [12 empty] | v | v | v | v | v |  |  |  | v | v | v | v | v | v | v | v |  |  | v |  | v | v | v | v | v | v | v | v | v | v
| DS S12F-G1842-4 | [6 empty] | v | v | v |  |  |  |  | v | v | v | v | [7 empty] | v | v | v | v | [12 empty] | v | v | v | v | v |  |  |  | v | v | v | v | v | v | v | v |  |  | v |  | v | v | v | v | v | v | v | v | v | v
| DS S16F-R1840-4 | [6 empty] | v | v | v |  |  |  |  | v | v | v | v | [7 empty] | v | v | v | v | [12 empty] | v | v | v | v | v |  |  |  | v | v | v | v | v | v | v | v |  |  | v |  | v | v | v | v | v | v | v | v | v | v
| DS S16F-G1840-4 | [6 empty] | v | v | v |  |  |  |  | v | v | v | v | [7 empty] | v | v | v | v | [12 empty] | v | v | v | v | v |  |  |  | v | v | v | v | v | v | v | v |  |  | v |  | v | v | v | v | v | v | v | v | v | v
| DS S24F-R1840-4 | [6 empty] | v | v | v |  |  |  |  | v | v | v | v | [7 empty] | v | v | v | v | [12 empty] | v | v | v | v | v |  |  |  | v | v | v | v | v | v | v | v |  |  | v |  | v | v | v | v | v | v | v | v | v | v
| DS S24F-G1840-4 | [6 empty] | v | v | v |  |  |  |  | v | v | v | v | [7 empty] | v | v | v | v | [12 empty] | v | v | v | v | v |  |  |  | v | v | v | v | v | v | v | v |  |  | v |  | v | v | v | v | v | v | v | v | v | v
| DS S12E-G1140-2 | [6 empty] | v | v | v |  |  |  |  | v | v | v | v | [7 empty] | v | v | v | v | [12 empty] | v | v | v | v | v |  |  |  | v | v | v |  | v | v | v | v |  |  | v |  | v | v | v | v |  |  | v | v | v | v
| DS S16E-R1140-4 | [6 empty] | v | v | v |  |  |  |  | v | v | v | v | [7 empty] | v | v | v | v | [12 empty] | v | v | v | v | v |  |  |  | v | v | v |  | v | v | v | v |  |  | v |  | v | v | v | v |  |  | v | v | v | v
| DS S16E-G1140-4 | [6 empty] | v | v | v |  |  |  |  | v | v | v | v | [7 empty] | v | v | v | v | [12 empty] | v | v | v | v | v |  |  |  | v | v | v |  | v | v | v | v |  |  | v |  | v | v | v | v |  |  | v | v | v | v
| DS S12S-J2000-R | Please refer to corresponded RAID Controller / RAID Subsystem only for compatibility list. | [47 empty] | Please refer to corresponded RAID Controller / RAID Subsystem only for compatibility list and NOT compatible with Hitachi SAS6G 2TB and 3TB drives.
| DS S12S-J2000-G | Please refer to corresponded RAID Controller / RAID Subsystem only for compatibility list. | [47 empty] | Please refer to corresponded RAID Controller / RAID Subsystem only for compatibility list and NOT compatible with Hitachi SAS6G 2TB and 3TB drives.
| DS S16S-J2000-R | Please refer to corresponded RAID Controller / RAID Subsystem only for compatibility list. | [47 empty] | Please refer to corresponded RAID Controller / RAID Subsystem only for compatibility list and NOT compatible with Hitachi SAS6G 2TB and 3TB drives.
| DS S16S-J2000-S | Please refer to corresponded RAID Controller / RAID Subsystem only for compatibility list. | [47 empty] | Please refer to corresponded RAID Controller / RAID Subsystem only for compatibility list and NOT compatible with Hitachi SAS6G 2TB and 3TB drives.
| DS S16S-R2240-4 | [13 empty] | v | v | v | v | [7 empty] | v | v | v | v | [12 empty] | v | v | v | v | v | v | [9 empty] | v |  |  | v |  | v | v | v | v |  |  |  |  | v | v
| DS S16S-R2242-4 | [13 empty] | v | v | v | v | [7 empty] | v | v | v | v | [12 empty] | v | v | v | v | v | v | [9 empty] | v |  |  | v |  | v | v | v | v |  |  |  |  | v | v
| DS S16S-G2240-4 | [13 empty] | v | v | v | v | [7 empty] | v | v | v | v | [12 empty] | v | v | v | v | v | v | [9 empty] | v |  |  | v |  | v | v | v | v |  |  |  |  | v | v
| DS S16S-G2242-4 | [13 empty] | v | v | v | v | [7 empty] | v | v | v | v | [12 empty] | v | v | v | v | v | v | [9 empty] | v |  |  | v |  | v | v | v | v |  |  |  |  | v | v
| DS B24S-R2242-4 | [40 empty] | v*4 | v*4 | v*4 | v*4 | v*4 | v*4 | [9 empty] | v*4 |  |  | v*4 |  | v*4 | v*4 | v*4 | v*4 |  |  |  |  | v*4 | v*4
| DS B24S-G2242-4 | [40 empty] | v*4 | v*4 | v*4 | v*4 | v*4 | v*4 | [9 empty] | v*4 |  |  | v*4 |  | v*4 | v*4 | v*4 | v*4 |  |  |  |  | v*4 | v*4
| DS S24S-G2240-4 | [13 empty] | v | v | v | v | [7 empty] | v | v | v | v | [12 empty] | v | v | v | v | v | v | [9 empty] | v |  |  | v |  | v | v | v | v |  |  |  |  | v | v
| DS B24F-R2840-4 | [24 empty] | v | v | v | v | [12 empty] | v*4 | v*4 | v*4 | v*4 | v*4 | v*4 | [9 empty] | v*4 |  |  | v*4 |  | v*4 | v*4 | v*4 | v*4 |  |  |  |  | v*4 | v*4
| DS B24F-G2840-4 | [24 empty] | v | v | v | v | [12 empty] | v*4 | v*4 | v*4 | v*4 | v*4 | v*4 | [9 empty] | v*4 |  |  | v*4 |  | v*4 | v*4 | v*4 | v*4 |  |  |  |  | v*4 | v*4
| DS S12F-R2651 | [6 empty] | v | v | v |  |  |  |  | v | v | v | v | v | v | v | v |  |  |  | v | v | v | v | [8 empty] | v | v | v | v | v | v | v | v | v | [13 empty] | v |  | v | v | v | v
| DS S12F-G2651 | [6 empty] | v | v | v |  |  |  |  | v | v | v | v | v | v | v | v |  |  |  | v | v | v | v | [8 empty] | v | v | v | v | v | v | v | v | v | [13 empty] | v |  | v | v | v | v
| DS S16F-R2852-6 | [6 empty] | v | v | v |  |  |  |  | v | v | v | v | v | v | v | v |  |  |  | v | v | v | v | [8 empty] | v | v | v | v | v | v | v | v | v | [13 empty] | v |  | v | v | v | v |  |  |  |  | v | v
| DS S16F-G2852-6 | [6 empty] | v | v | v |  |  |  |  | v | v | v | v | v | v | v | v |  |  |  | v | v | v | v | [8 empty] | v | v | v | v | v | v | v | v | v | [13 empty] | v |  | v | v | v | v |  |  |  |  | v | v
| DS S16F-R2651 | [6 empty] | v | v | v |  |  |  |  | v | v | v | v | v | v | v | v |  |  |  | v | v | v | v | [8 empty] | v | v | v | v | v | v | v | v | v | [13 empty] | v |  | v | v | v | v
| DS S16F-G2651 | [6 empty] | v | v | v |  |  |  |  | v | v | v | v | v | v | v | v |  |  |  | v | v | v | v | [8 empty] | v | v | v | v | v | v | v | v | v | [13 empty] | v |  | v | v | v | v
| DS S16F-R2652-4 | [6 empty] | v | v | v |  |  |  |  | v | v | v | v | v | v | v | v |  |  |  | v | v | v | v | [8 empty] | v | v | v | v | v | v | v | v | v | [13 empty] | v |  | v | v | v | v
| DS S16F-G2652-4 | [6 empty] | v | v | v |  |  |  |  | v | v | v | v | v | v | v | v |  |  |  | v | v | v | v | [8 empty] | v | v | v | v | v | v | v | v | v | [13 empty] | v |  | v | v | v | v
| DS S24F-R2651 | [6 empty] | v | v | v |  |  |  |  | v | v | v | v | v | v | v | v |  |  |  | v | v | v | v | [8 empty] | v | v | v | v | v | v | v | v | v | [13 empty] | v |  | v | v | v | v
| DS S24F-G2651 | [6 empty] | v | v | v |  |  |  |  | v | v | v | v | v | v | v | v |  |  |  | v | v | v | v | [8 empty] | v | v | v | v | v | v | v | v | v | [13 empty] | v |  | v | v | v | v
| DS S48F-R2852-6 | [6 empty] | v | v | v |  |  |  |  | v | v | v | v | v | v | v | v |  |  |  | v | v | v | v | [8 empty] | v | v | v | v |  |  |  | v | v | [17 empty] | v | v
| DS S48F-G2852-6 | [6 empty] | v | v | v |  |  |  |  | v | v | v | v | v | v | v | v |  |  |  | v | v | v | v | [8 empty] | v | v | v | v |  |  |  | v | v | [17 empty] | v | v
| DS S48F-R2652-4 | [6 empty] | v | v | v |  |  |  |  | v | v | v | v | v | v | v | v |  |  |  | v | v | v | v | [8 empty] | v | v | v | v |  |  |  | v | v | [17 empty] | v | v
| DS S48F-G2652-4 | [6 empty] | v | v | v |  |  |  |  | v | v | v | v | v | v | v | v |  |  |  | v | v | v | v | [8 empty] | v | v | v | v |  |  |  | v | v | [17 empty] | v | v
| DS B12E-G2140-4 | [24 empty] | v | v | v | v | [12 empty] | v*4 | v*4 | v*4 | v*4 | v*4 | v*4 | [9 empty] | v*4 |  |  | v*4 |  | v*4 | v*4 | v*4 | v*4 |  |  |  |  | v*4 | v*4
| DS B12F-G2840-4 | [24 empty] | v | v | v | v | [12 empty] | v*4 | v*4 | v*4 | v*4 | v*4 | v*4 | [9 empty] | v*4 |  |  | v*4 |  | v*4 | v*4 | v*4 | v*4 |  |  |  |  | v*4 | v*4
| DS B12S-G2240 | [40 empty] | v*4 | v*4 | v*4 | v*4 | v*4 | v*4 | [9 empty] | v*4 |  |  | v*4 |  | v*4 | v*4 | v*4 | v*4 |  |  |  |  | v*4 | v*4
| DS S12E-G2251 | [6 empty] | v | v | v |  |  |  |  | v | v | v | v | v | v | v | v |  |  |  | v | v | v | v | [12 empty] | v | v | v | v | v | [13 empty] | v |  | v | v | v | v |  |  |  |  | v | v
| DS S12E-R2251 | [6 empty] | v | v | v |  |  |  |  | v | v | v | v | v | v | v | v |  |  |  | v | v | v | v | [12 empty] | v | v | v | v | v | [13 empty] | v |  | v | v | v | v |  |  |  |  | v | v
| DS S12F-G2851 | [6 empty] | v | v | v |  |  |  |  | v | v | v | v | v | v | v | v |  |  |  | v | v | v | v | [8 empty] | v | v | v | v | v | v | v | v | v | [13 empty] | v |  | v | v | v | v |  |  |  |  | v | v
| DS S12F-R2851 | [6 empty] | v | v | v |  |  |  |  | v | v | v | v | v | v | v | v |  |  |  | v | v | v | v | [8 empty] | v | v | v | v | v | v | v | v | v | [13 empty] | v |  | v | v | v | v |  |  |  |  | v | v
| DS S16E-G2251 | [6 empty] | v | v | v |  |  |  |  | v | v | v | v | v | v | v | v |  |  |  | v | v | v | v | [8 empty] | v | v | v | v | v | v | v | v | v | [13 empty] | v |  | v | v | v | v |  |  |  |  | v | v
| DS S16E-R2251 | [6 empty] | v | v | v |  |  |  |  | v | v | v | v | v | v | v | v |  |  |  | v | v | v | v | [8 empty] | v | v | v | v | v | v | v | v | v | [13 empty] | v |  | v | v | v | v |  |  |  |  | v | v
| DS S16E-G2152-6 | [6 empty] | v | v | v |  |  |  |  | v | v | v | v | v | v | v | v |  |  |  | v | v | v | v | [8 empty] | v | v | v | v | v | v | v | v | v | [13 empty] | v |  | v | v | v | v |  |  |  |  | v | v
| DS S16E-R2152-6 | [6 empty] | v | v | v |  |  |  |  | v | v | v | v | v | v | v | v |  |  |  | v | v | v | v | [8 empty] | v | v | v | v | v | v | v | v | v | [13 empty] | v |  | v | v | v | v |  |  |  |  | v | v
| DS S16S-G2250 | [6 empty] | v | v | v |  |  |  |  | v | v | v | v | v | v | v | v |  |  |  | v | v | v | v | [12 empty] | v | v | v | v | v | [13 empty] | v |  | v | v | v | v |  |  |  |  | v | v
| DS S16S-R2250 | [6 empty] | v | v | v |  |  |  |  | v | v | v | v | v | v | v | v |  |  |  | v | v | v | v | [12 empty] | v | v | v | v | v | [13 empty] | v |  | v | v | v | v |  |  |  |  | v | v
| DS S16F-G2851 | [6 empty] | v | v | v |  |  |  |  | v | v | v | v | v | v | v | v |  |  |  | v | v | v | v | [8 empty] | v | v | v | v | v | v | v | v | v | [13 empty] | v |  | v | v | v | v |  |  |  |  | v | v
| DS S16F-R2851 | [6 empty] | v | v | v |  |  |  |  | v | v | v | v | v | v | v | v |  |  |  | v | v | v | v | [8 empty] | v | v | v | v | v | v | v | v | v | [13 empty] | v |  | v | v | v | v |  |  |  |  | v | v
| DS S24F-G2851 | [6 empty] | v | v | v |  |  |  |  | v | v | v | v | v | v | v | v |  |  |  | v | v | v | v | [8 empty] | v | v | v | v | v | v | v | v | v | [13 empty] | v |  | v | v | v | v |  |  |  |  | v | v
| DS S24F-R2851 | [6 empty] | v | v | v |  |  |  |  | v | v | v | v | v | v | v | v |  |  |  | v | v | v | v | [8 empty] | v | v | v | v | v | v | v | v | v | [13 empty] | v |  | v | v | v | v |  |  |  |  | v | v
| DS B12F-R2840-4 *5 | [24 empty] | v | v | v | v | [12 empty] | v*4 | v*4 | v*4 | v*4 | v*4 | v*4 | [9 empty] | v*4 |  |  | v*4 |  | v*4 | v*4 | v*4 | v*4 |  |  |  |  | v*4 | v*4
| DS B12E-R2140-4 *5 | [24 empty] | v | v | v | v | [12 empty] | v*4 | v*4 | v*4 | v*4 | v*4 | v*4 | [9 empty] | v*4 |  |  | v*4 |  | v*4 | v*4 | v*4 | v*4 |  |  |  |  | v*4 | v*4
| DS B12S-R2240 *5 | [40 empty] | v*4 | v*4 | v*4 | v*4 | v*4 | v*4 | [9 empty] | v*4 |  |  | v*4 |  | v*4 | v*4 | v*4 | v*4 |  |  |  |  | v*4 | v*4

## SATA HDD
SATA HDD | Vendor | HGST | [11 empty] | Seagate | [9 empty] | Toshiba | [6 empty] | WD |  |  | Seagate | HGST | [11 empty] | Seagate | [11 empty] | WD
| I/F | SATA 3G |  | SATA 6G | [9 empty] | SATA6G | [9 empty] | SATA6G | [6 empty] | SATA 6G |  |  | SATA6G | SATA3G | [5 empty] | SATA6G | [5 empty] | SATA6G |  |  |  |  | SATA 3G | [6 empty] | SATA 3G
| RPM | 7200 |  | 7200 | [9 empty] | 7200 | [6 empty] | 5900 |  |  | 7200 | [6 empty] | 7200 |  |  | 7200 | 7200 | [5 empty] | 7200 | [5 empty] | 7200 |  |  |  |  | 7200 | [6 empty] | 10K |  | 7200
| Series | Ultrastar A7K2000 |  | Ultrastar 7K4000 (Mars-KP 512n) |  |  |  | Ultrastar7k6000 |  |  |  | Ultrastar He8 |  | Makara |  |  | Constellation ES.3 (Megalodon) |  |  |  | Terascale | Surveillance HDD |  | Harrier |  |  |  | MD03ACA-V (Surveillance) series |  |  | RE |  |  | MakaraLTE | Ultrastar A7K1000 |  |  | Deskstar E7K1000 |  | Ultrastar 7K2000 | Ultrastar 7K3000 |  |  | Ultrastar 7K4000 |  |  | Constellation ES2 (Muskie+) |  |  | Constellation ES2 |  | Constellation ES |  |  | Barracuda ES.2 |  |  |  | VelociRaptor |  | RE3
| Capacity | 500GB | 1TB | 2TB | 2TB | 3TB*3 | 4TB*3 | 2TB | 4TB | 5TB | 6TB | 6TB | 8TB | 6TB | 4TB | 2TB | 4TB | 3TB | 2TB | 1TB | 4TB | 4TB | 3TB | 4TB | 3TB | 2TB | 1TB | 4TB | 3TB | 2TB | 2TB | 3TB | 4TB | 5TB | 1TB | 750GB | 500GB | 1TB | 500GB | 2TB | 2TB | 2TB | 3TB*3 | 2TB | 3TB*3 | 4TB*3 | 500GB | 1TB | 2TB | 2TB | 3TB | 500GB | 1TB | 2TB | 1TB | 750GB | 500GB | 250GB | 300GB | 150GB | 1TB | 750GB
| Model | HUA722050CLA330 | HUA722010CLA330 | HUS724020ALA640 (0F18599)*4 | HUS724020ALA640 (0F14690) | HUS724030ALA640 | HUS724040ALA640 | HUS726020ALE610 | HUS726040ALE610 | HUS726050ALE610 | HUS726060ALE610 | HUH728060ALE600 | HUH728080ALE600 | ST6000NM0024 | ST4000NM0024 | ST2000NM0024 | ST4000NM0033 | ST3000NM0033 | ST2000NM0033 | ST1000NM0033 | ST4000NC001 | ST4000VX000 | ST3000VX002 | MG03ACA400 | MG03ACA300 | MG03ACA200 | MG03ACA100 | MD03ACA400V | MD03ACA300V | MD03ACA200V | WD2000FYYZ | WD3000FYYZ | WD4000FYYZ | ST5000NM0024 | HUA721010KLA330 | HUA721075KLA330 | HUA721050KLA330 | HDE721010SLA330 | HDE721050SLA330 | HUA722020ALA330 | HUA723020ALA640(0F12458)*4 | HUA723020ALA640 (0F12455) | HUA723030ALA640*3 | HUS724020ALE640 | HUS724030ALE640 | HUS724040ALE640 | ST500NM0011 | ST1000NM0011 | ST2000NM0011 | ST32000645NS | ST33000650NS | ST3500514NS | ST31000524NS | ST32000644NS | ST31000340NS | ST3750330NS | ST3500320NS | ST3250310NS | WD3000HLFS | WD1500HLFS | WD1002FBYS | WD7502ABYS
| Microcode*5 | 3EA |  | AA70 | AA70 |  |  | T517 |  |  |  | T514 |  | SN02 |  |  | 0001/SN03 |  |  |  | CN02 | CV12 |  | FL1A |  |  |  | FL1V |  |  | 1K02 |  |  | SN01 | B0A | B0A | B0A | A31B/A3AA | A31B/A3AA | 28G / 3EA | 5C0 |  |  | A3B0 |  |  | SN02 |  |  | 0001 |  | SN11 |  |  | SN06 | SN06 | SN06 | SN06 | 4V01 | 4V01 | 0C06 | 0C06
| Note |  |  | 3G speed mode | [16 empty] | Data center/cloud implementation purpose drive; write workload < 180TB per year | Recommended for using in surveillance applications | [12 empty] | EOL | EOL | EOL | EOL | EOL | EOL | 3G speed mode | [8 empty] | series qualification |  | EOL | EOL | EOL | EOL | EOL | EOL | EOL |  | series qualification |  | series qualification
| Infortrend FRU P/N |  | H72A0HA232 | H72A1HA232 | H72A1XA3XX | H72A2XA2XX | H72A3XA3XX | HELH72A3200 | HELH72A3400 |  | HELH72A3600 |  | HELH72A3800 | HELS72A3600 |  |  | HELS72A3400 | HELS72A3300 | HELS72A3200 | [8 empty] | HSLT72A3400 | HSLT72A3300 | HSLT72A3200 |  |  |  | HELS72A3500 | [5 empty] | H72A1HA232 | H72A1HA232 |  |  |  |  | H72A3XA3XX
ESDS 1000/ ESDS 2000 | ESDS 1012G / ESDS 2012G |  |  |  | v | v | v | v | v | v | v | v | v | v | v | v | v | v | v | v | v | v | v | v | v | v | v | v | v | v | v | v | v | v | [7 empty] | v | v | [6 empty] | v | v
| ESDS 1012R / ESDS 2012R |  |  |  | v | v | v | [6 empty] | v | v | v | v | v | v | v | v | v | v | v | v | v | v | v | v | v | v | v | v | v
| ESDS 1016G / ESDS 2016G |  |  |  | v | v | v | v | v | v | v | v | v | v | v | v | v | v | v | v | v | v | v | v | v | v | v | v | v | v | v | v | v | v | [7 empty] | v | v | [6 empty] | v | v
| ESDS 1016R / ESDS 2016R |  |  |  | v | v | v | [6 empty] | v | v | v | v | v | v | v | v | v | v | v | v | v | v | v | v | v | v | v | v | v
| ESDS 1024G / ESDS 2024G |  |  |  | v | v | v | v | v | v | v | v | v | v | v | v | v | v | v | v | v | v | v | v | v | v | v | v | v | v | v | v | v | v | [7 empty] | v | v | [6 empty] | v | v
| ESDS 1024R / ESDS 2024R |  |  |  | v | v | v | [6 empty] | v | v | v | v | v | v | v | v | v | v | v | v | v | v | v | v | v | v | v | v | v
Expansion Enclosure | JB 2012G-1 | Please refer to corresponded RAID Controller / RAID Subsystem only for compatibility list | [39 empty] | v | v | [6 empty] | v | v
| JB 2012R-1 | Please refer to corresponded RAID Controller / RAID Subsystem only for compatibility list
| JB 2016G-1 | Please refer to corresponded RAID Controller / RAID Subsystem only for compatibility list | [39 empty] | v | v | [6 empty] | v | v
| JB 2016R-1 | Please refer to corresponded RAID Controller / RAID Subsystem only for compatibility list
ESDS 3000 | ESDS 3012 |  |  |  | v | v | v | v*9 | v*9 | v*9 | v*9 | v*9 | v*9 | v | v | v | v | v | v | v | v |  |  | v | v | v | v | [6 empty] | v | [7 empty] | v | v | v | v | v
| ESDS 3016 |  |  |  | v | v | v | v*9 | v*9 | v*9 | v*9 | v*9 | v*9 | v | v | v | v | v | v | v | v |  |  | v | v | v | v | [6 empty] | v | [7 empty] | v | v | v | v | v
| ESDS 3024 |  |  |  | v | v | v | v*9 | v*9 | v*9 | v*9 | v*9 | v*9 | v | v | v | v | v | v | v | v |  |  | v | v | v | v | [6 empty] | v | [7 empty] | v | v | v | v | v
| ESDS 3024B |  |  |  | v | v | v | v*9 | v*9 | v*9 | v*9 | v*9 | v*9 | v | v | v | v | v | v | v | v |  |  | v | v | v | v | [6 empty] | v | [7 empty] | v | v | v | v | v
| ESDS 3048G |  |  |  | v | v | v | v | v | v | v | v | v | v | v | v | v | v | v | v | v |  |  | v | v | v | v | [6 empty] | v | [7 empty] | v | v | v | v | v
| ESDS 3060G |  |  |  | v | v | v | v | v | v | v | v | v | v | v | v | v | v | v | v | v |  |  | v | v | v | v | [6 empty] | v | [7 empty] | v | v | v | v | v
Expansion Enclosure | JB 2012 | Please refer to corresponded RAID Controller / RAID Subsystem only for compatibility list | [39 empty] | v | v | v | v | v
| JB 2016 | Please refer to corresponded RAID Controller / RAID Subsystem only for compatibility list | [39 empty] | v | v | v | v | v
| JB 2048G | Please refer to corresponded RAID Controller / RAID Subsystem only for compatibility list | [39 empty] | v | v | v | v | v
| JB 2060G | Please refer to corresponded RAID Controller / RAID Subsystem only for compatibility list | [39 empty] | v | v | v | v | v
Fibre to 3.5"SAS | ESDS S12F-R2840-4 | v | v |  | v | v | v | [9 empty] | v | v | v | v | [10 empty] | v | v | v |  |  |  |  | v |  | v |  | v | v | v | v | v | v | v | v |  |  | v | v | v
| ESDS S12F-G2840-4 | v | v |  | v | v | v | [9 empty] | v | v | v | v |  |  |  | v | v | v | v |  |  |  | v | v | v |  |  |  |  | v |  | v |  | v | v | v | v | v | v | v | v | v | v | v | v | v |  |  |  |  | v | v | v | v
| ESDS S12F-R2840N | v | v |  | v | v | v | [9 empty] | v | v | v | v | [10 empty] | v | v | v |  |  |  |  | v |  | v |  | v | v | v | v | v | v | v | v |  |  | v | v | v
| ESDS S12F-S2840N | v | v |  | v | v | v | [9 empty] | v | v | v | v | [10 empty] | v | v | v |  |  |  |  | v |  | v |  | v | v | v | v | v | v | v | v | v | v | v | v | v |  |  |  |  | v | v | v | v
| ESDS S12F-R2850 |  |  |  | v *7 | v *7 | v *7 | [6 empty] | v | v | v | v | v | v | v | v |  |  | v | v | v | v | [6 empty] | v | [7 empty] | v | v | v *7 | v *7 | v *7
| ESDS S12F-G2850 |  |  |  | v *7 | v *7 | v *7 | [6 empty] | v | v | v | v | v | v | v | v |  |  | v | v | v | v | [6 empty] | v | [5 empty] | v |  | v | v | v *7 | v *7 | v *7 | v | v | v | v | v
| ESDS S16F-R2840-4 | v | v |  | v | v | v | [9 empty] | v | v | v | v | [10 empty] | v | v | v |  |  |  |  | v |  | v |  | v | v | v | v | v | v | v | v |  |  | v | v | v
| ESDS S16F-G2840-4 | v | v |  | v | v | v | [9 empty] | v | v | v | v |  |  |  | v | v | v | v |  |  |  | v | v | v |  |  |  |  | v |  | v |  | v | v | v | v | v | v | v | v | v | v | v | v | v
| ESDS S16F-R2842-6 | v | v |  | v | v | v | [9 empty] | v | v | v | v | [10 empty] | v | v | v |  |  |  |  | v |  | v |  | v | v | v | v | v | v | v | v |  |  | v | v | v
| ESDS S16F-G2842-6 | v | v |  | v | v | v | [9 empty] | v | v | v | v |  |  |  | v | v | v | v |  |  |  | v | v | v |  |  |  |  | v |  | v |  | v | v | v | v | v | v | v | v | v | v | v | v | v
| ESDS S16F-R2850 |  |  |  | v *7 | v *7 | v *7 | [6 empty] | v | v | v | v | v | v | v | v |  |  | v | v | v | v | [6 empty] | v | [7 empty] | v | v | v *7 | v *7 | v *7
| ESDS S16F-G2850 |  |  |  | v *7 | v *7 | v *7 | [6 empty] | v | v | v | v | v | v | v | v |  |  | v | v | v | v | [6 empty] | v | [5 empty] | v |  | v | v | v *7 | v *7 | v *7 | v | v | v | v | v
| ESDS S24F-R2840-4 | v | v |  | v | v | v | [9 empty] | v | v | v | v | [10 empty] | v | v | v |  |  |  |  | v |  | v |  | v | v | v | v | v | v | v | v |  |  | v | v | v
| ESDS S24F-G2840-4 | v | v |  | v | v | v | [9 empty] | v | v | v | v |  |  |  | v | v | v | v |  |  |  | v | v | v |  |  |  |  | v |  | v |  | v | v | v | v | v | v | v | v |  | v | v | v | v
| ESDS S24F-R2850 |  |  |  | v *7 | v *7 | v *7 | [6 empty] | v | v | v | v | v | v | v | v |  |  | v | v | v | v | [6 empty] | v | [7 empty] | v | v | v *7 | v *7 | v *7
| ESDS S24F-G2850 |  |  |  | v *7 | v *7 | v *7 | [6 empty] | v | v | v | v | v | v | v | v |  |  | v | v | v | v | [6 empty] | v | [5 empty] | v |  | v | v | v *7 | v *7 | v *7 | v | v | v | v | v
| ESDS S24F-G2840-4 | v | v |  | v | v | v | [9 empty] | v | v | v | v |  |  |  | v | v | v | v |  |  |  | v | v | v |  |  |  |  | v |  | v |  | v | v | v | v | v | v | v | v | v | v | v | v | v
| ESDS S48F-G2842-6 |  |  |  | v | v | v | [9 empty] | v | v | v | v |  |  |  | v | v | v | v |  |  |  | v | v | v | [8 empty] | v | v | v | v | v |  |  |  | v*1 | v*1
2.5" Fibre to SAS | ESDS B24F-R2842-6 | v*1 | v*1 | [34 empty] | v*1 |  | v*1 |  | v*1 | v*1 | v*1 | v*1 | v*1 | v*1 | v*1 | v*1 |  |  | v*1 | v*1 | v*1
| ESDS B24F-G2842-6 | v*1 | v*1 | [34 empty] | v*1 |  | v*1 |  | v*1 | v*1 | v*1 | v*1 | v*1 | v*1 | v*1 | v*1 | v*1 | v*1 | v*1 | v*1 | v*1
iSCSI to SAS | ESDS S12E-R2140-4 | v | v |  | v | v | v | [9 empty] | v | v | v | v | [10 empty] | v | v | v |  |  |  |  | v |  | v |  | v | v | v | v | v | v | v | v |  |  | v | v | v
| ESDS S12E-G2140-4 | v | v |  | v | v | v | [9 empty] | v | v | v | v |  |  |  | v | v | v | v |  |  |  | v | v | v |  |  |  |  | v |  | v |  | v | v | v | v | v | v | v | v | v |  | v | v | v |  |  |  |  | v | v | v | v
| ESDS S16E-R2142-6 | v | v |  | v | v | v | [9 empty] | v | v | v | v | [10 empty] | v | v | v |  |  |  |  | v |  | v |  | v | v | v | v | v | v | v | v |  |  | v | v | v
| ESDS S16E-G2142-6 | v | v |  | v | v | v | [9 empty] | v | v | v | v |  |  |  | v | v | v | v |  |  |  | v | v | v |  |  |  |  | v |  | v |  | v | v | v | v | v | v | v | v | v | v | v | v | v
| ESDS S16E-R2240 | v | v |  | v | v | v | [9 empty] | v | v | v | v | [10 empty] | v | v | v |  |  |  |  | v |  | v |  | v | v | v | v | v | v | v | v |  |  | v | v | v
| ESDS S16E-G2240 | v | v |  | v | v | v | [9 empty] | v | v | v | v |  |  |  | v | v | v | v |  |  |  | v | v | v |  |  |  |  | v |  | v |  | v | v | v | v | v | v | v | v | v | v | v | v | v
| ESDS S24E-G2142-6 | v | v |  | v | v | v | [16 empty] | v | v | v | v | [10 empty] | v |  | v |  | v | v | v | v | v | v | v | v | v | v | v | v | v
iSCSI to 2.5" SAS | ESDS B24E-R2142-6 | v*1 | v*1 | [34 empty] | v*1 |  | v*1 |  | v*1 | v*1 | v*1 | v*1 | v*1 | v*1 | v*1 | v*1 |  |  | v*1 | v*1 | v*1
| ESDS B24E-G2142-6 | v*1 | v*1 | [34 empty] | v*1 |  | v*1 |  | v*1 | v*1 | v*1 | v*1 | v*1 | v*1 | v*1 | v*1 | v*1 | v*1 | v*1 | v*1 | v*1
SAS to SAS | ES S16S-J1000-R1 | Please refer to corresponded RAID Controller / RAID Subsystem only for compatibility list | [32 empty] | Please refer to corresponded RAID Controller / RAID Subsystem only for compatibility list
| ES S16S-J1000-S1 | Please refer to corresponded RAID Controller / RAID Subsystem only for compatibility list | [32 empty] | Please refer to corresponded RAID Controller / RAID Subsystem only for compatibility list
| ESDS S12S-J2000-R | Please refer to corresponded RAID Controller / RAID Subsystem only for compatibility list | [37 empty] | v | [11 empty] | v | v | v
| ESDS S12S-J2000-G | Please refer to corresponded RAID Controller / RAID Subsystem only for compatibility list | [37 empty] | v | [11 empty] | v | v | v
| ESDS S16S-J2000-R | Please refer to corresponded RAID Controller / RAID Subsystem only for compatibility list | [37 empty] | v | [11 empty] | v | v | v
| ESDS S16S-J2000-S | Please refer to corresponded RAID Controller / RAID Subsystem only for compatibility list | [37 empty] | v | [11 empty] | v | v | v
| ESDS S04S-G2240 |  |  |  | v | v | v | [9 empty] | v | v | v | v |  |  |  | v | v | v | v |  |  |  | v | v | v | [8 empty] | v | v | v | v | v | v | v | v
| ESDS S12S-R2240 | v | v*2 |  | v | v | v | [9 empty] | v | v | v | v | [10 empty] | v | v | v |  |  |  |  | v |  | v |  | v | v | v | v | v | v | v | v |  |  | v | v | v
| ESDS S12S-R2240-4 |  |  |  | v | v | v | [9 empty] | v | v | v | v | [10 empty] | v | v | v | [8 empty] | v | v | v | v | v | v | v | v
| ESDS S12S-G2240 | v | v*2 |  | v | v | v | [9 empty] | v | v | v | v |  |  |  | v | v | v | v |  |  |  | v | v | v |  |  |  |  | v |  | v |  | v | v | v | v | v | v | v | v | v | v | v | v | v
| ESDS S12S-G2240-4 |  |  |  | v | v | v | [9 empty] | v | v | v | v |  |  |  | v | v | v | v |  |  |  | v | v | v | [8 empty] | v | v | v | v | v | v | v | v | v | v
| ESDS S16S-R2240 | v | v*2 |  | v | v | v | [9 empty] | v | v | v | v | [10 empty] | v | v | v |  |  |  |  | v |  | v |  | v | v | v | v | v | v | v | v |  |  | v | v | v
| ESDS S16S-G2240 | v | v*2 |  | v | v | v | [9 empty] | v | v | v | v |  |  |  | v | v | v | v |  |  |  | v | v | v |  |  |  |  | v |  | v |  | v | v | v | v | v | v | v | v | v | v | v | v | v
| ESDS S24S-G2240 | v | v*2 |  | v | v | v | [9 empty] | v | v | v | v |  |  |  | v | v | v | v |  |  |  | v | v | v |  |  |  |  | v |  | v |  | v | v | v | v | v | v | v | v | v | v | v | v | v
| ESDS S48S-J2000-G | Please refer to corresponded RAID Controller / RAID Subsystem only for compatibility list
2.5" SAS to SAS | ESDS B24S-R2240 | v*1 | v*1 | [34 empty] | v*1 |  | v*1 |  | v*1 | v*1 | v*1 | v*1 | v*1 | v*1 | v*1 | v*1 |  |  | v*1 | v*1 | v*1
| ESDS B24S-G2240 | v*1 | v*1 | [34 empty] | v*1 |  | v*1 |  | v*1 | v*1 | v*1 | v*1 | v*1 | v*1 | v*1 | v*1 | v*1 | v*1 | v*1 | v*1 | v*1
Note:
* 1: Compatibility test result for the 2U or 3U JBOD connected to this subsystem
*2: Series qualification
*3: Please upgrade subsystem firwmare to FW3.86 or later in order to use 3TB or larger capacity drives .
*4: Qualified in 3G speed mode. ATTN to customers purchase drives from 3rd parties: You MUST purchase HUA723020ALA640 with HGST P/N: OF12458 or HUS724020ALA640 with HGST P/N:0F18599 to install in the Infortrend SAS 3G drive side
models.
*5: Drive microcode listed here is a primer and qualified by Infortrend. All Infortrend models are compatible with further microcodes provided by drive vendors.
*6: Due to the chip limitation, SAS 3Gb/s drive side models are not compatible with SATA 3TB drives.
*7: Firmware version of RAID controller MUST be FW v3.91E05 or later to compatiblie with Ultrastar 7K4000 2TB, 3TB and 4TB hard drives.
*8: 4U48bay, 4U60bay dual-controller models could not support SATA drives.
*9: Only for G-model.
IMPORTANT:
All results are based on the latest product(s) compatibility test report(s) and new devices test results; therefore, support results may be vary from the previous Compatibility Matrix versions. Please refer to the latest product compatibility test reports for detailed information.
DISCLAIMER
1. This test report is for internal use and reference purpose only, and its accuracy, completeness and reliability are not guaranteed.
2. Infortrend assumes no responsibility for the use of the information provided.
3. The information in this report is subject to change at any time without notice.
4. The compatibility test may only take a few hours up to a few days. It is not possible to tell the quality or reliability of a 3rd party device from the compatibility test. Infortrend does not hold the responsibility for the quality, reliability or other issue of the device listed above. A device that has been listed with "OK" status, only means it can work with our product with the tested configuration, at the time when we tested it.
EOL | ESDS A24S-G2130 | v | v | [39 empty] | n/a *6
| ESDS S12F-G1433 | v | v | [31 empty] | v | v | v | v | v | v |  |  | n/a *6 |  |  |  | v |  |  |  |  | v | v | v | v | v | v | v | v | v | v | v
| ESDS S12E-R1132 | v | v | [31 empty] | v | v | v | v | v | v |  |  | n/a *6 | [8 empty] | v | v | v | v | v | v | v
| ESDS S12E-G1133 | v | v | [31 empty] | v | v | v | v | v | v |  |  | n/a *6 |  |  |  | v |  |  |  |  | v | v | v | v | v | v | v | v | v | v | v
| ESDS S16E-R1130 | v | v | [31 empty] | v | v | v | v | v | v |  |  | n/a *6 | [8 empty] | v | v | v | v | v | v | v
| ESDS S16E-G1130 | v | v | [31 empty] | v | v | v | v | v | v |  |  | n/a *6 |  |  |  | v |  |  |  |  | v | v | v | v | v | v | v | v | v | v | v
| ESDS S16S-R1030 | v | v | [31 empty] | v | v | v | v | v | v |  |  | n/a *6 | [8 empty] | v | v | v | v | v | v | v
| ESDS S16S-G1030 | v | v | [31 empty] | v | v | v |  |  | v |  |  | n/a *6 |  |  |  | v |  |  |  |  | v | v | v | v | v | v | v | v | v | v | v
| ESDS S12S-R1032 | v | v | [31 empty] | v | v | v | v | v | v |  |  | n/a *6 | [8 empty] | v | v | v | v | v | v | v
| ESDS S12S-G1033 | v | v | [31 empty] | v | v | v | v | v | v |  |  | n/a *6 |  |  |  | v |  |  |  |  | v | v | v | v | v | v | v | v | v | v | v
| ESDS S12S-J1002-R | Please refer to corresponded RAID Controller / RAID Subsystem only for compatibility list | [32 empty] | Please refer to corresponded RAID Controller / RAID Subsystem only for compatibility list
| ESDS S12S-J1000-G | Please refer to corresponded RAID Controller / RAID Subsystem only for compatibility list | [32 empty] | Please refer to corresponded RAID Controller / RAID Subsystem only for compatibility list
| ESDS S16S-J1000-R | Please refer to corresponded RAID Controller / RAID Subsystem only for compatibility list | [32 empty] | Please refer to corresponded RAID Controller / RAID Subsystem only for compatibility list
| ESDS S16S-J1000-S | Please refer to corresponded RAID Controller / RAID Subsystem only for compatibility list | [32 empty] | Please refer to corresponded RAID Controller / RAID Subsystem only for compatibility list
| ESDS FF-R4031 | v*1 | v*1 | [35 empty] | v* | v*1
| ESDS FF-S4031 | v*1 | v*1 | [35 empty] | v* | v*1
| ESDS F16F-R4031 | v*1 | v*1 | [35 empty] | v* | v*1
| ESDS F16F-S4031 | v*1 | v*1 | [35 empty] | v* | v*1
| ESDS F16F-R4840 | v*1 | v*1 | [35 empty] | v* | v*1
| ESDS F16F-S4840 | v*1 | v*1 | [35 empty] | v* | v*1
| ESDS B24S-R2242-4 | v*1 | v*1 | [34 empty] | v*1 |  | v*1 |  | v*1 | v*1 | v*1 | v*1 | v*1 | v*1 | v*1 | v*1 |  |  | v*1 | v*1 | v*1
| ESDS B24S-G2242-4 | v*1 | v*1 | [34 empty] | v*1 |  | v*1 |  | v*1 | v*1 | v*1 | v*1 | v*1 | v*1 | v*1 | v*1 | v*1 | v*1 | v*1 | v*1 | v*1
| ESDS S12F-R1440 | v | v | v | [30 empty] | v | v | v | v | v | v | v | [5 empty] | v | v | v |  |  | v | v | v
| ESDS S12F-G1440 | v | v | v | [30 empty] | v | v | v | v | v | v | v | [5 empty] | v | v | v |  |  | v | v | v
| ESDS S12F-R1840-4 | v | v | v | [30 empty] | v | v | v | v | v | v | v | [5 empty] | v | v | v |  |  | v | v | v
| ESDS S12F-G1842-4 | v | v | v | [30 empty] | v | v | v | v | v | v | v | [5 empty] | v | v | v |  |  | v | v | v |  |  |  |  | v | v | v | v
| ESDS S16F-R1440 | v | v | v | [30 empty] | v | v | v | v | v | v | v | [5 empty] | v | v | v |  |  | v | v | v
| ESDS S16F-G1440 | v | v | v | [30 empty] | v | v | v | v | v | v | v | [5 empty] | v | v | v |  |  | v | v | v |  |  |  |  | v | v | v | v
| ESDS S16F-R1840-4 | v | v | v | [30 empty] | v | v | v | v | v | v | v | [5 empty] | v | v | v |  |  | v | v | v
| ESDS S16F-G1840-4 | v | v | v | [30 empty] | v | v | v | v | v | v | v | [5 empty] | v | v | v |  |  | v | v | v |  |  |  |  | v | v | v | v
| ESDS S24F-R1440 | v | v | v | [30 empty] | v | v | v | v | v | v | v | [5 empty] | v | v | v |  |  | v | v | v
| ESDS S24F-G1440 | v | v | v | [30 empty] | v | v | v | v | v | v | v | [5 empty] | v | v | v |  |  | v | v | v |  |  |  |  | v | v | v | v
| ESDS S24F-R1840-4 | v | v | v | [30 empty] | v | v | v | v | v | v | v | [5 empty] | v | v | v |  |  | v | v | v
| ESDS S24F-G1840-4 | v | v | v | [30 empty] | v | v | v | v | v | v | v | [5 empty] | v | v | v |  |  | v | v | v |  |  |  |  | v | v | v | v
| ESDS S12E-G1140-2 | v | v | v | [33 empty] | v |  | v | v | [5 empty] | v | v | v |  |  | v | v | v |  |  |  |  | v | v | v | v
| ESDS S16E-R1140-4 | v | v | v | [33 empty] | v |  | v | v | [5 empty] | v | v | v |  |  | v | v | v |  |  |  |  | v | v | v | v
| ESDS S16E-G1140-4 | v | v | v | [33 empty] | v |  | v | v | [5 empty] | v | v | v |  |  | v | v | v |  |  |  |  | v | v | v | v
| ESDS S16S-R2240-4 |  |  |  | v | v | v | [9 empty] | v | v | v | v | [10 empty] | v | v | v | [8 empty] | v | v | v | v | v | v | v | v
| ESDS S16S-R2242-4 | v | v |  | v | v | v | [9 empty] | v | v | v | v | [10 empty] | v | v | v |  |  |  |  | v |  | v |  | v | v | v | v | v | v | v | v |  |  | v | v | v
| ESDS S16S-G2240-4 |  |  |  | v | v | v | [9 empty] | v | v | v | v |  |  |  | v | v | v | v |  |  |  | v | v | v | [8 empty] | v | v | v | v | v | v | v | v | v | v
| ESDS S16S-G2242-4 | v | v |  | v | v | v | [9 empty] | v | v | v | v |  |  |  | v | v | v | v |  |  |  | v | v | v |  |  |  |  | v |  | v |  | v | v | v | v | v | v | v | v | v | v | v | v | v
| ESDS S24S-G2240-4 |  |  |  | v | v | v | [9 empty] | v | v | v | v |  |  |  | v | v | v | v |  |  |  | v | v | v | [8 empty] | v | v | v | v | v | v | v | v | v | v
| ESDS B24F-R2840-4 | v*1 | v*1 | [34 empty] | v*1 |  | v*1 |  | v*1 | v*1 | v*1 | v*1 | v*1 | v*1 | v*1 | v*1 |  |  | v*1 | v*1 | v*1
| ESDS B24F-G2840-4 | v*1 | v*1 | [34 empty] | v*1 |  | v*1 |  | v*1 | v*1 | v*1 | v*1 | v*1 | v*1 | v*1 | v*1 | v*1 | v*1 | v*1 | v*1 | v*1
| ESDS S12F-R2651 |  |  |  | v | v | v | [6 empty] | v | v | v | v | v | v | v | v |  |  | v | v | v | v | [6 empty] | v | [7 empty] | v | v | v | v | v
| ESDS S12F-G2651 |  |  |  | v | v | v | [6 empty] | v | v | v | v | v | v | v | v |  |  | v | v | v | v | [6 empty] | v | [7 empty] | v | v | v | v | v | v | v | v | v | v
| ESDS S16F-R2852-6 |  |  |  | v | v | v | [6 empty] | v | v | v | v | v | v | v | v |  |  | v | v | v | v | [6 empty] | v | [7 empty] | v | v | v | v | v
| ESDS S16F-G2852-6 |  |  |  | v | v | v | [6 empty] | v | v | v | v | v | v | v | v |  |  | v | v | v | v | [6 empty] | v | [5 empty] | v |  | v | v | v | v | v | v | v | v | v | v
| ESDS S16F-R2651 |  |  |  | v | v | v | [6 empty] | v | v | v | v | v | v | v | v |  |  | v | v | v | v | [6 empty] | v | [7 empty] | v | v | v | v | v
| ESDS S16F-G2651 |  |  |  | v | v | v | [6 empty] | v | v | v | v | v | v | v | v |  |  | v | v | v | v | [6 empty] | v | [7 empty] | v | v | v | v | v | v | v | v | v | v
| ESDS S16F-R2652-4 |  |  |  | v | v | v | [6 empty] | v | v | v | v | v | v | v | v |  |  | v | v | v | v | [6 empty] | v | [7 empty] | v | v | v | v | v
| ESDS S16F-G2652-4 |  |  |  | v | v | v | [6 empty] | v | v | v | v | v | v | v | v |  |  | v | v | v | v | [6 empty] | v | [7 empty] | v | v | v | v | v | v | v | v | v | v
| ESDS S24F-R2651 |  |  |  | v | v | v | [6 empty] | v | v | v | v | v | v | v | v |  |  | v | v | v | v | [6 empty] | v | [7 empty] | v | v | v | v | v
| ESDS S24F-G2651 |  |  |  | v | v | v | [6 empty] | v | v | v | v | v | v | v | v |  |  | v | v | v | v | [6 empty] | v | [7 empty] | v | v | v | v | v | v | v | v | v | v
| ESDS S48F-G2852-6 |  |  |  | v | v | v | [6 empty] | v | v | v | v | v | v | v | v |  |  | v | v | v | v | [6 empty] | v | [7 empty] | v | v | v | v | v | v | v | v | v | v
| ESDS S48F-G2652-4 |  |  |  | v | v | v | [6 empty] | v | v | v | v | v | v | v | v |  |  | v | v | v | v | [6 empty] | v | [7 empty] | v | v | v | v | v | v | v | v | v | v
| ESDS B12E-G2140-4 | v*1 | v*1 | [34 empty] | v*1 |  | v*1 |  | v*1 | v*1 | v*1 | v*1 | v*1 | v*1 | v*1 | v*1 | v*1 | v*1 | v*1 | v*1 | v*1
| ESDS B12F-G2840-4 | v*1 | v*1 | [34 empty] | v*1 |  | v*1 |  | v*1 | v*1 | v*1 | v*1 | v*1 | v*1 | v*1 | v*1 | v*1 | v*1 | v*1 | v*1 | v*1
| ESDS B12S-G2240 | v*1 | v*1 | [34 empty] | v*1 |  | v*1 |  | v*1 | v*1 | v*1 | v*1 | v*1 | v*1 | v*1 | v*1 | v*1 | v*1 | v*1 | v*1 | v*1
| ESDS S12F-G2851 |  |  |  | v | v | v | [6 empty] | v | v | v | v | v | v | v | v |  |  | v | v | v | v | [6 empty] | v | [5 empty] | v |  | v | v | v | v | v | v | v | v | v | v
| ESDS S12F-R2851 |  |  |  | v | v | v | [6 empty] | v | v | v | v | v | v | v | v |  |  | v | v | v | v | [6 empty] | v | [7 empty] | v | v | v | v | v
| ESDS S12E-G2251 |  |  |  | v | v | v | [6 empty] | v | v | v | v | v | v | v | v |  |  | v | v | v | v | [6 empty] | v | [5 empty] | v |  | v | v | v | v | v | v | v | v | v | v
| ESDS S12E-R2251 |  |  |  | v | v | v | [6 empty] | v | v | v | v | v | v | v | v |  |  | v | v | v | v | [6 empty] | v | [7 empty] | v | v | v | v | v
| ESDS S16F-G2851 |  |  |  | v | v | v | [6 empty] | v | v | v | v | v | v | v | v |  |  | v | v | v | v | [6 empty] | v | [5 empty] | v |  | v | v | v | v | v | v | v | v | v | v
| ESDS S16F-R2851 |  |  |  | v | v | v | [6 empty] | v | v | v | v | v | v | v | v |  |  | v | v | v | v | [6 empty] | v | [7 empty] | v | v | v | v | v
| ESDS S16E-G2251 |  |  |  | v | v | v | [6 empty] | v | v | v | v | v | v | v | v |  |  | v | v | v | v | [6 empty] | v | [5 empty] | v |  | v | v | v | v | v | v | v | v | v | v
| ESDS S16E-R2251 |  |  |  | v | v | v | [6 empty] | v | v | v | v | v | v | v | v |  |  | v | v | v | v | [6 empty] | v | [7 empty] | v | v | v | v | v
| ESDS S16E-G2152-6 |  |  |  | v | v | v | [6 empty] | v | v | v | v | v | v | v | v |  |  | v | v | v | v | [6 empty] | v | [5 empty] | v |  | v | v | v | v | v | v | v | v | v | v
| ESDS S16E-R2152-6 |  |  |  | v | v | v | [6 empty] | v | v | v | v | v | v | v | v |  |  | v | v | v | v | [6 empty] | v | [7 empty] | v | v | v | v | v
| ESDS S16S-G2250 |  |  |  | v *7 | v *7 | v *7 | [6 empty] | v | v | v | v | v | v | v | v |  |  | v | v | v | v | [6 empty] | v | [5 empty] | v |  | v | v | v *7 | v *7 | v *7 | v | v | v | v | v
| ESDS S16S-R2250 |  |  |  | v *7 | v *7 | v *7 | [6 empty] | v | v | v | v | v | v | v | v |  |  | v | v | v | v | [6 empty] | v | [9 empty] | v *7 | v *7 | v *7
| ESDS S24F-G2851 |  |  |  | v | v | v | [6 empty] | v | v | v | v | v | v | v | v |  |  | v | v | v | v | [6 empty] | v | [5 empty] | v |  | v | v | v | v | v | v | v | v | v | v
| ESDS S24F-R2851 |  |  |  | v | v | v | [6 empty] | v | v | v | v | v | v | v | v |  |  | v | v | v | v | [6 empty] | v | [7 empty] | v | v | v | v | v
| ESDS B12F-R2840-4 | v*1 | v*1 | [34 empty] | v*1 |  | v*1 |  | v*1 | v*1 | v*1 | v*1 | v*1 | v*1 | v*1 | v*1 |  |  | v*1 | v*1 | v*1
| ESDS B12E-R2140-4 | v*1 | v*1 | [34 empty] | v*1 |  | v*1 |  | v*1 | v*1 | v*1 | v*1 | v*1 | v*1 | v*1 | v*1 |  |  | v*1 | v*1 | v*1
| ESDS B12S-R2240 | v*1 | v*1 | [34 empty] | v*1 |  | v*1 |  | v*1 | v*1 | v*1 | v*1 | v*1 | v*1 | v*1 | v*1 |  |  | v*1 | v*1 | v*1

## 2.5" SAS HDD
2.5" SAS HDD*2 | Vendor | HGST | [11 empty] | Toshiba | [8 empty] | Seagate | [18 empty] | Seagate |  | Toshiba |  |  | HGST | [11 empty] | Fujitsu | [7 empty] | Seagate
| I/F | SAS12G | [7 empty] | SAS6G |  |  |  | SAS12G |  |  |  |  | SAS6G |  |  |  | SAS12G | [7 empty] | SAS6G | [10 empty] | SAS6G |  | SAS6G |  |  | SAS6G |  |  |  | SAS3G |  | SAS6G |  |  |  | SAS6G |  | SAS3G |  |  |  | SAS6G |  |  |  | SAS6G |  | SAS3G |  | SAS3G |  | SAS6G
| RPM | 15K |  |  | 10K |  |  |  |  | 10K |  |  |  | 10K |  |  |  |  | 10K |  |  |  | 15K |  | 10K |  |  |  | 7200 |  | 10K |  |  |  |  | 10K |  |  |  | 7200 |  | 15K |  | 10K |  |  | 10K |  |  |  | 10K |  | 15K |  |  |  | 10K |  | 10K |  | 15K |  | 10K |  |  |  | 10K |  | 10K |  | 15K |  | 15K |  | 10K
| Series | Ultrastar C15K600 |  |  | Ultrastar C10K1800 |  |  |  |  | Ultrastar C10K900 | UltraStar C10K600 |  |  | AL14SE-Lite |  |  |  |  | AL13SE |  |  |  | Enterprise Performance 15K v5 |  | Enterprise Performance 10K.8 (Thunderbolt) |  |  |  | Enterprise Capacity 2.5" HDD (Avenger) |  | Savvio 10K.7 (SED) | Savvio 10K.6 |  |  |  | Savvio 10K.6 (SED) |  |  |  | Constellation.2 |  | Savvio 15K.3 |  | AL12SE |  |  | Ultrastar C10K1200 | Ultrastar C10K600 | UltraStar C10K600 |  | UltraStar C10K147 |  | Ultrastar C15K147 |  |  |  | UltraStar C10K300 |  | AL10SE |  | AL10SX |  | Savvio 10K.5 |  |  |  | Savvio 10K.3 |  | Savvio 10K.2 |  | Savvio 15K |  | Savvio 15K.2 |  | Constellation
| Capacity | 600GB | 450GB | 300GB | 1.8TB | 1.2TB | 900GB | 600GB | 450GB | 900GB | 600GB | 450GB | 300GB | 1.2TB | 900GB | 600GB | 450GB | 300GB | 900GB | 600GB | 450GB | 300GB | 600GB | 300GB | 1.8TB | 1.2TB | 900GB | 600GB | 2TB | 1TB | 1.2TB | 900GB | 600GB | 450GB | 300GB | 900GB | 600GB | 450GB | 300GB | 1TB | 500GB | 300GB | 147GB | 600GB | 450GB | 300GB | 1.2TB | 600GB | 450GB | 300GB | 147GB | 73GB | 147GB |  | 73GB |  | 300GB | 147GB | 147GB | 73GB | 73GB | 36GB | 900GB | 600GB | 450GB | 300GB | 300GB | 147GB | 146GB | 73GB | 73GB | 36GB | 146GB | 73GB | 500GB
| Model | HUC156060CSS200 | HUC156045CSS200 | HUC156030CSS200 | HUC101818CS4200 (0B27978) | HUC101812CS4200 (0B27977) | HUC101890CS4200 (0B27975) | HUC101860CS4200 (0B27974) | HUC101845CS4200 (0B27973) | HUC109090CSS600 | HUC109060CSS600 | HUC109045CSS600 | HUC109030CSS600 | AL14SEB120N | AL14SEB090N | AL14SEB060N | AL14SEB045N | AL14SEB030N | AL13SEB900 | AL13SEB600 | AL13SEB450 | AL13SEB300 | ST600MP0005 | ST300MP0005 | ST1800MM0018 | ST1200MM0018 | ST900MM0018 | ST600MM0018 | ST2000NX0273 | ST1000NX0333 | ST1200MM0017 | ST900MM0006 | ST600MM0006 | ST450MM0006 | ST300MM0006 | ST900MM0026 | ST600MM0026 | ST450MM0026 | ST300MM0026 | ST91000640SS | ST9500620SS | ST9300653SS | ST9146853SS | MBF2600RC | MBF2450RC | MBF2300RC | HUC101212CSS600 | HUC106060CSS600 | HUC106045CSS600 | HUC106030CSS600 | HUC101414CSS300 | HUC101473CSS300 | HUC151414CSS600 |  | HUC151473CSS600 |  | HUC103030CSS600 | HUC103014CSS600 | MBB2147RC | MBB2073RC | MBC2073RC | MBC2036RC | ST9900805SS | ST9600205SS | ST9450405SS | ST9300605SS | ST9300603SS | ST9146803SS | ST9146802SS | ST973402SS | ST973451SS | ST936751SS | ST9146852SS | ST973452SS | ST9500430SS
| Microcode*1 | A380 |  |  | A380 |  |  |  |  | A2B0 |  |  |  | 0102 |  |  |  |  | 0101 |  |  |  | N003 |  | E002 |  |  |  | E002 |  | 0002 | 0001 |  |  |  | 0001 |  |  |  | 0002 |  | 0003 |  | 0107/0109 | 0107/0109 | 0107/0109 | A440 | A150 | refer | refer | A410 | A410 | A330 | A5D0 | A330 | A5D0 | A120/A250 | A120/A250 | 0105 | 0105 | 0102 | 0104 | 0002 | 0002 | 0002 | 0002 | 0003 | 0003 | 0001 | 0002 | 0001 | 0001 | 0002/0007 | 0002/0007 | 0002
| Note | [42 empty] | series qualification |  | series qualification |  |  | series qualification | series qualification |  | series qualification | [7 empty] | series qualification | [7 empty] | series qualification |  |  |  | series qualification |  | series qualification
| Infortrend FRU P/N | HESH15S3060 |  | HESH15S3030 | HESH10S3180 | HESH10S3120 | HESH10S3090 |  |  | H1090XB1XX |  |  |  | HEST10S3120 | HEST10S3090 | HEST10S3060 |  | HEST10S3030 |  | HEST10S2060 |  | HEST10S2030 | [21 empty] | H1060XB1XX | H1045XB1XX | H1030HB164 | HESH10S2120
DS 1000/ DS 2000 | DS 1012 / DS 2012 | v | v | v | v | v | v | v | v | v | v | v | v | v | v | v | v | v | v | v | v | v | v | v | v | v | v | v | v | v | v | v | v | v | v | v | v | v | v | v | v | v | v |  |  |  | v
| DS 1016 / DS 2016 | v | v | v | v | v | v | v | v | v | v | v | v | v | v | v | v | v | v | v | v | v | v | v | v | v | v | v | v | v | v | v | v | v | v | v | v | v | v | v | v | v | v |  |  |  | v
| DS 1024 / DS 2024 | v | v | v | v | v | v | v | v | v | v | v | v | v | v | v | v | v | v | v | v | v | v | v | v | v | v | v | v | v | v | v | v | v | v | v | v | v | v | v | v | v | v |  |  |  | v
| DS 1024B / DS 2024B | v | v | v | v | v | v | v | v | v | v | v | v | v | v | v | v | v | v | v | v | v | v | v | v | v | v | v | v | v | v | v | v | v | v | v | v | v | v | v | v | v | v |  |  |  | v
Expansion Enclosure | JB 2012-1 | v | v | v | v | v | v | v | v | v | v | v | v | v | v | v | v | v | v | v | v | v | v | v | v | v | v | v | v | v | v | v | v | v | v | v | v | v | v | v | v | v | v |  |  |  | v
| JB 2016-1 | v | v | v | v | v | v | v | v | v | v | v | v | v | v | v | v | v | v | v | v | v | v | v | v | v | v | v | v | v | v | v | v | v | v | v | v | v | v | v | v | v | v |  |  |  | v
DS 3000 | DS 3012 | v | v | v | v | v | v | v | v | v | v | v | v | v | v | v | v | v | v | v | v | v |  |  | v | v | v | v | v | v | v | v | v | v | v | v | v | v | v |  |  | v | v |  |  |  | v
| DS 3016 | v | v | v | v | v | v | v | v | v | v | v | v | v | v | v | v | v | v | v | v | v |  |  | v | v | v | v | v | v | v | v | v | v | v | v | v | v | v |  |  | v | v |  |  |  | v
| DS 3024 | v | v | v | v | v | v | v | v | v | v | v | v | v | v | v | v | v | v | v | v | v |  |  | v | v | v | v | v | v | v | v | v | v | v | v | v | v | v |  |  | v | v |  |  |  | v
| DS 3024B | v | v | v | v | v | v | v | v | v | v | v | v | v | v | v | v | v | v | v | v | v |  |  | v | v | v | v | v | v | v | v | v | v | v | v | v | v | v |  |  | v | v |  |  |  | v
| DS 3048 | v | v | v | v | v | v | v | v | v | v | v | v | v | v | v | v | v | v | v | v | v |  |  | v | v | v | v |  |  | v | v | v | v | v | v | v | v | v |  |  | v | v |  |  |  | v
| DS 3060 | v | v | v | v | v | v | v | v | v | v | v | v | v | v | v | v | v | v | v | v | v |  |  | v | v | v | v |  |  | v | v | v | v | v | v | v | v | v |  |  | v | v |  |  |  | v
Expansion Enclosure | JB 2012 | v | v | v | v | v | v | v | v | v | v | v | v | v | v | v | v | v | v | v | v | v |  |  | v | v | v | v | v | v | v | v | v | v | v | v | v | v | v | v | v | v | v |  |  |  | v
| JB 2016 | v | v | v | v | v | v | v | v | v | v | v | v | v | v | v | v | v | v | v | v | v |  |  | v | v | v | v | v | v | v | v | v | v | v | v | v | v | v | v | v | v | v |  |  |  | v
| JB 2024B | v | v | v | v | v | v | v | v | v | v | v | v | v | v | v | v | v | v | v | v | v |  |  | v | v | v | v | v | v | v | v | v | v | v | v | v | v | v | v | v | v | v |  |  |  | v
DS 4000 | DS 4016 | v | v | v | v | v | v | v | v | v | v | v | v | v | v | v | v | v | v | v | v | v |  |  | v | v | v | v | v | v | v | v | v | v | v | v | v | v | v | [7 empty] | v
| DS 4024B | v | v | v | v | v | v | v | v | v | v | v | v | v | v | v | v | v | v | v | v | v |  |  | v | v | v | v | v | v | v | v | v | v | v | v | v | v | v | [7 empty] | v
Expansion Enclosure | JB 3016 | v | v | v | v | v | v | v | v | v | v | v | v | v | v | v | v | v | v | v | v | v |  |  | v | v | v | v | v | v | v | v | v | v | v | v | v | v | v | [7 empty] | v
| JB 3024B | v | v | v | v | v | v | v | v | v | v | v | v | v | v | v | v | v | v | v | v | v |  |  | v | v | v | v | v | v | v | v | v | v | v | v | v | v | v | [7 empty] | v
Fibre to 2.5" SAS | DS B12F-R2840-4 | [8 empty] | v | v | v | v | v | v | v | v | v | v | v | v | v | [17 empty] | v | v | v | v | v | v | v | v | v | v | v |  |  |  | v |  | v | [6 empty] | v | v | v | v | [6 empty] | v | v
| DS B24F-R2842-6 | [8 empty] | v | v | v | v | v | v | v | v | v | v | v | v | v | [17 empty] | v | v | v | v | v | v | v | v | v | v | v |  |  |  | v |  | v | [6 empty] | v | v | v | v | [6 empty] | v | v
| DS B24F-G2842-6 | [8 empty] | v | v | v | v | v | v | v | v | v | v | v | v | v | [17 empty] | v | v | v | v | v | v | v | v | v | v | v |  |  |  | v |  | v | [6 empty] | v | v | v | v | [6 empty] | v | v
Fibre to 3.5" SAS | DS S12F-R2840-4 | [8 empty] | v | v | v | v | v | v | v | v | v | v | v | v | v | [17 empty] | v | v |  |  | v | v | v | v
| DS S12F-G2840-4 | [8 empty] | v | v | v | v | v | v | v | v | v | v | v | v | v | [17 empty] | v | v |  |  | v | v | v | v
| DS S12F-R2840N | [8 empty] | v | v | v | v | v | v | v | v | v | v | v | v | v | [17 empty] | v | v |  |  | v | v | v | v
| DS S12F-G2840N | [8 empty] | v | v | v | v | v | v | v | v | v | v | v | v | v | [17 empty] | v | v |  |  | v | v | v | v
| DS S12F-R2850 | [8 empty] | v | v | v | v | v | v | v | v | v | v | v | v | v | [17 empty] | v | v | v | v |  |  |  | v
| DS S12F-G2850 | [8 empty] | v | v | v | v | v | v | v | v | v | v | v | v | v | [17 empty] | v | v | v | v |  |  |  | v
| DS S16F-R2840-4 | [8 empty] | v | v | v | v | [5 empty] | v | v | v | v | [17 empty] | v | v |  |  | v | v | v | v
| DS S16F-G2840-4 | [8 empty] | v | v | v | v | v | v | v | v | v | v | v | v | v | [17 empty] | v | v |  |  | v | v | v | v
| DS S16F-R2842-6 | [8 empty] | v | v | v | v | v | v | v | v | v | v | v | v | v | [17 empty] | v | v |  |  | v | v | v | v
| DS S16F-G2842-6 | [8 empty] | v | v | v | v | v | v | v | v | v | v | v | v | v | [17 empty] | v | v |  |  | v | v | v | v
| DS S16F-R2850 | [8 empty] | v | v | v | v | v | v | v | v | v | v | v | v | v | [17 empty] | v | v | v | v |  |  |  | v
| DS S16F-G2850 | [8 empty] | v | v | v | v | v | v | v | v | v | v | v | v | v | [17 empty] | v | v | v | v |  |  |  | v
| DS S24F-R2840-4 | [8 empty] | v | v | v | v | v | v | v | v | v | v | v | v | v | [17 empty] | v | v |  |  | v | v | v | v
| DS S24F-G2840-4 | [8 empty] | v | v | v | v | v | v | v | v | v | v | v | v | v | [17 empty] | v | v |  |  | v | v | v | v
| DS S24F-R2850 | [8 empty] | v | v | v | v | v | v | v | v | v | v | v | v | v | [17 empty] | v | v | v | v |  |  |  | v
| DS S24F-G2850 | [8 empty] | v | v | v | v | v | v | v | v | v | v | v | v | v | [17 empty] | v | v | v | v |  |  |  | v
iSCSI to 2.5" SAS | DS B12E-R2140-4 | [8 empty] | v | v | v | v | v | v | v | v | v | v | v | v | v | [17 empty] | v | v | v | v | v | v | v | v | v | v | v | [12 empty] | v | v | v | v | [6 empty] | v | v
| DS B24E-R2142-6 | [8 empty] | v | v | v | v | v | v | v | v | v | v | v | v | v | [17 empty] | v | v | v | v | v | v | v | v | v | v | v | [12 empty] | v | v | v | v | [6 empty] | v | v
| DS B24E-G2142-6 | [8 empty] | v | v | v | v | v | v | v | v | v | v | v | v | v | [17 empty] | v | v | v | v | v | v | v | v | v | v | v | [12 empty] | v | v | v | v | [6 empty] | v | v
iSCSI to 3.5" SAS | DS S12E-R2140-4 | [8 empty] | v | v | v | v | v | v | v | v | v | v | v | v | v | [17 empty] | v | v |  |  | v | v | v | v
| DS S12E-G2140-4 | [8 empty] | v | v | v | v | v | v | v | v | v | v | v | v | v | [17 empty] | v | v |  |  | v | v | v | v
| DS S16E-R2240 | [8 empty] | v | v | v | v | v | v | v | v | v | v | v | v | v | [17 empty] | v | v |  |  | v | v | v | v
| DS S16E-G2240 | [8 empty] | v | v | v | v | v | v | v | v | v | v | v | v | v | [17 empty] | v | v |  |  | v | v | v | v
| DS S16E-R2142-6 | [8 empty] | v | v | v | v | v | v | v | v | v | v | v | v | v | [17 empty] | v | v |  |  | v | v | v | v
| DS S16E-G2142-6 | [8 empty] | v | v | v | v | v | v | v | v | v | v | v | v | v | [17 empty] | v | v |  |  | v | v | v | v
| DS S24E-G2142-6 | [8 empty] | v | v | v | v | v | v | v | v | v | v | v | v | v | [17 empty] | v | v |  |  | v | v | v | v
SAS to 2.5" SAS | DS B12S-R2240 | [8 empty] | v | v | v | v | v | v | v | v | v | v | v | v | v | [17 empty] | v | v | v | v | v | v | v | v | v | v | v |  |  |  | v |  | v | [6 empty] | v | v | v | v | [6 empty] | v | v
| DS B12S-J2000-R | [8 empty] | v | v | v | v | v | v | v | v | v | v | v | v | v | [17 empty] | v | v | v | v | v | v | v | v | v | v | v |  |  |  | v |  | v | [6 empty] | v | v | v | v | [6 empty] | v | v
| DS B24S-R2240 | [8 empty] | v | v | v | v | v | v | v | v | v | v | v | v | v | [17 empty] | v | v | v | v | v | v | v | v | v | v | v |  |  |  | v |  | v | [6 empty] | v | v | v | v | [6 empty] | v | v
| DS B24S-J2000-R | [8 empty] | v | v | v | v | v | v | v | v | v | v | v | v | v | [17 empty] | v | v | v | v | v | v | v | v | v | v | v |  |  |  | v |  | v | [6 empty] | v | v | v | v | [6 empty] | v | v
| DS B24S-G2240 | [8 empty] | v | v | v | v | v | v | v | v | v | v | v | v | v | [17 empty] | v | v | v | v | v | v | v | v | v | v | v |  |  |  | v |  | v | [6 empty] | v | v | v | v | [6 empty] | v | v
| DS B24S-J2000-S | [8 empty] | v | v | v | v | v | v | v | v | v | v | v | v | v | [17 empty] | v | v | v | v | v | v | v | v | v | v | v |  |  |  | v |  | v | [6 empty] | v | v | v | v | [6 empty] | v | v
SAS to 3.5" SAS | DS S04S-G2240 | [8 empty] | v | v | v | v | v | v | v | v | v | v | v | v | v | [17 empty] | v | v |  |  | v | v | v | v
| DS S12S-R2240 | [8 empty] | v | v | v | v | v | v | v | v | v | v | v | v | v | [17 empty] | v | v |  |  | v | v | v | v
| DS S12S-R2240-4 | [8 empty] | v | v | v | v | v | v | v | v | v | v | v | v | v | [17 empty] | v | v |  |  | v | v | v | v
| DS S12S-G2240 | [8 empty] | v | v | v | v | v | v | v | v | v | v | v | v | v | [17 empty] | v | v |  |  | v | v | v | v
| DS S12S-G2240-4 | [8 empty] | v | v | v | v | v | v | v | v | v | v | v | v | v | [17 empty] | v | v |  |  | v | v | v | v
| DS S16S-R2240 | [8 empty] | v | v | v | v | v | v | v | v | v | v | v | v | v | [17 empty] | v | v |  |  | v | v | v | v
| DS S16S-G2240 | [8 empty] | v | v | v | v | v | v | v | v | v | v | v | v | v | [17 empty] | v | v |  |  | v | v | v | v
| DS S24S-G2240 | [8 empty] | v | v | v | v | v | v | v | v | v | v | v | v | v | [17 empty] | v | v |  |  | v | v | v | v
Note:
*1: Drive microcode listed here is a primer and qualified by Infortrend. All Infortrend models are compatible with further microcodes provided by drive vendors.
*2: Purchasing additional tray parts (Drive tray for accomodating 2.5" HDD) may be required for 3.5" drive side subsystems.
IMPORTANT:
All results are based on the latest product(s) compatibility test report(s) and new devices test results; therefore, support results may be vary from the previous Compatibility Matrix versions. Please refer to the latest product compatibility test reports for detailed information.
DISCLAIMER
1. This test report is for internal use and reference purpose only, and its accuracy, completeness and reliability are not guaranteed.
2. Infortrend assumes no responsibility for the use of the information provided.
3. The information in this report is subject to change at any time without notice.
4. The compatibility test may only take a few hours up to a few days. It is not possible to tell the quality or reliability of a 3rd party device from the compatibility test. Infortrend does not hold the responsibility for the quality, reliability or other issue of the device listed above. A device that has been listed with "OK" status, only means it can work with our product with the tested configuration, at the time when we tested it.
EOL | DS B12F-R1430 | [42 empty] | v | v | v |  |  |  |  | v | v | v | v | v | v | v | v | v | v | v | v |  |  |  |  | v | v | v | v | v | v | v | v | v
| DS B12F-G1431 | [42 empty] | v | v | v |  |  |  |  | v | v | v | v | v | v | v | v | v | v | v | v |  |  |  |  | v | v | v | v | v | v | v | v | v
| DS B12S-R1030 | [42 empty] | v | v | v |  |  |  |  | v | v | v |  | v |  | v | v | v | v | v | v |  |  |  |  | v | v | v | v | v | v | v | v | v
| DS B12S-G1031 | [42 empty] | v | v | v |  |  |  |  | v | v | v |  | v |  | v | v | v | v | v | v |  |  |  |  | v | v | v | v | v | v | v | v | v
| DS B12S-J1000-R | [8 empty] | v | v | v | v | [5 empty] | v | v | v | v | [21 empty] | v | v | v |  |  |  |  | v | v | v |  | v |  | v | v | v | v | v | v |  |  |  |  | v | v | v | v | v | v | v | v | v
| DS B12S-J1000-G | [8 empty] | v | v | v | v | [5 empty] | v | v | v | v | [21 empty] | v | v | v |  |  |  |  | v | v | v |  | v |  | v | v | v | v | v | v |  |  |  |  | v | v | v | v | v | v | v | v | v
| DS S12F-R1440 | [8 empty] | v | v | v | v | [5 empty] | v | v | v | v | [17 empty] | v | v
| DS S12F-G1440 | [8 empty] | v | v | v | v | [5 empty] | v | v | v | v | [17 empty] | v | v
| DS S16F-R1440 | [8 empty] | v | v | v | v | [5 empty] | v | v | v | v | [17 empty] | v | v
| DS S16F-G1440 | [8 empty] | v | v | v | v | [5 empty] | v | v | v | v | [17 empty] | v | v
| DS S24F-R1440 | [8 empty] | v | v | v | v | [5 empty] | v | v | v | v | [17 empty] | v | v
| DS S24F-G1440 | [8 empty] | v | v | v | v | [5 empty] | v | v | v | v | [17 empty] | v | v
| DS S12F-R1840-4 | [8 empty] | v | v | v | v | [5 empty] | v | v | v | v | [17 empty] | v | v
| DS S12F-G1842-4 | [8 empty] | v | v | v | v | [5 empty] | v | v | v | v | [17 empty] | v | v
| DS S16F-R1840-4 | [8 empty] | v | v | v | v | [5 empty] | v | v | v | v | [17 empty] | v | v
| DS S16F-G1840-4 | [8 empty] | v | v | v | v | [5 empty] | v | v | v | v | [17 empty] | v | v
| DS S24F-R1840-4 | [8 empty] | v | v | v | v | [5 empty] | v | v | v | v | [17 empty] | v | v
| DS S24F-G1840-4 | [8 empty] | v | v | v | v | [5 empty] | v | v | v | v | [17 empty] | v | v
| DS S12E-G1140-2 | [8 empty] | v | v | v | v | [5 empty] | v | v | v | v | [17 empty] | v | v
| DS S16E-R1140-4 | [8 empty] | v | v | v | v | [5 empty] | v | v | v | v | [17 empty] | v | v
| DS S16E-G1140-4 | [8 empty] | v | v | v | v | [5 empty] | v | v | v | v | [17 empty] | v | v
| DS B24F-R2840-4 | [8 empty] | v | v | v | v | [5 empty] | v | v | v | v | [17 empty] | v | v | v | v | v | v | v |  | v | v | v |  |  |  | v |  | v | [6 empty] | v | v | v | v | [6 empty] | v | v
| DS B24F-G2840-4 | [8 empty] | v | v | v | v | [5 empty] | v | v | v | v | [17 empty] | v | v | v | v | v | v | v |  | v | v | v |  |  |  | v |  | v | [6 empty] | v | v | v | v | [6 empty] | v | v
| DS B24S-R2242-4 | [8 empty] | v | v | v | v | [5 empty] | v | v | v | v | [17 empty] | v | v | v | v | v | v | v | [7 empty] | v |  | v | v | v |  |  |  |  | v | v | v | v | [6 empty] | v | v
| DS B24S-G2242-4 | [8 empty] | v | v | v | v | [5 empty] | v | v | v | v | [17 empty] | v | v | v | v | v | v | v | [7 empty] | v |  | v | v | v |  |  |  |  | v | v | v | v | [6 empty] | v | v
| DS S12S-J2000-R | [8 empty] | v | v | v | v | [5 empty] | v | v | v | v | [17 empty] | v | v |  |  | v | v | v
| DS S12S-J2000-G | [8 empty] | v | v | v | v | [5 empty] | v | v | v | v | [17 empty] | v | v |  |  | v | v | v
| DS S16S-R2240-4 | [8 empty] | v | v | v | v | [5 empty] | v | v | v | v | [17 empty] | v | v |  |  | v | v | v
| DS S16S-R2242-4 | [8 empty] | v | v | v | v | [5 empty] | v | v | v | v | [17 empty] | v | v |  |  | v | v | v
| DS S16S-J2000-R | [8 empty] | v | v | v | v | [5 empty] | v | v | v | v | [17 empty] | v | v |  |  | v | v | v
| DS S16S-G2240-4 | [8 empty] | v | v | v | v | [5 empty] | v | v | v | v | [17 empty] | v | v |  |  | v | v | v
| DS S16S-G2242-4 | [8 empty] | v | v | v | v | [5 empty] | v | v | v | v | [17 empty] | v | v |  |  | v | v | v
| DS S16S-J2000-S | [8 empty] | v | v | v | v | [5 empty] | v | v | v | v | [17 empty] | v | v |  |  | v | v | v
| DS S12F-R2651 | [8 empty] | v | v | v | v | [5 empty] | v | v | v | v | [6 empty] | v |  | v | v | v | v | v |  |  |  |  | v | v | v | v
| DS S12F-G2651 | [8 empty] | v | v | v | v | [5 empty] | v | v | v | v | [6 empty] | v |  | v | v | v | v | v |  |  |  |  | v | v | v | v
| DS S16F-R2852-6 | [8 empty] | v | v | v | v | [5 empty] | v | v | v | v | [6 empty] | v |  | v | v | v | v | v |  |  |  |  | v | v | v | v
| DS S16F-G2852-6 | [8 empty] | v | v | v | v | [5 empty] | v | v | v | v | [6 empty] | v |  | v | v | v | v | v |  |  |  |  | v | v | v | v
| DS S16F-R2651 | [8 empty] | v | v | v | v | [5 empty] | v | v | v | v | [6 empty] | v |  | v | v | v | v | v |  |  |  |  | v | v | v | v
| DS S16F-G2651 | [8 empty] | v | v | v | v | [5 empty] | v | v | v | v | [6 empty] | v |  | v | v | v | v | v |  |  |  |  | v | v | v | v
| DS S16F-R2652-4 | [8 empty] | v | v | v | v | [5 empty] | v | v | v | v | [6 empty] | v |  | v | v | v | v | v |  |  |  |  | v | v | v | v
| DS S16F-G2652-4 | [8 empty] | v | v | v | v | [5 empty] | v | v | v | v | [6 empty] | v |  | v | v | v | v | v |  |  |  |  | v | v | v | v
| DS S24F-R2651 | [8 empty] | v | v | v | v | [5 empty] | v | v | v | v | [6 empty] | v |  | v | v | v | v | v |  |  |  |  | v | v | v | v
| DS S24F-G2651 | [8 empty] | v | v | v | v | [5 empty] | v | v | v | v | [6 empty] | v |  | v | v | v | v | v |  |  |  |  | v | v | v | v
| DS B12E-G2140-4 | [8 empty] | v | v | v | v | [5 empty] | v | v | v | v | [17 empty] | v | v | v | v | v | v | v |  | v | v | v | [12 empty] | v | v | v | v | [6 empty] | v | v
| DS B12F-G2840-4 | [8 empty] | v | v | v | v | [5 empty] | v | v | v | v | [17 empty] | v | v | v | v | v | v | v |  | v | v | v |  |  |  | v |  | v | [6 empty] | v | v | v | v | [6 empty] | v | v
| DS B12S-G2240 | [8 empty] | v | v | v | v | [5 empty] | v | v | v | v | [17 empty] | v | v | v | v | v | v | v |  | v | v | v |  |  |  | v |  | v | [6 empty] | v | v | v | v | [6 empty] | v | v
| DS B12S-J2000-G | [8 empty] | v | v | v | v | [5 empty] | v | v | v | v | [17 empty] | v | v | v | v | v | v | v |  | v | v | v |  |  |  | v |  | v | [6 empty] | v | v | v | v | [6 empty] | v | v
| DS S12F-G2851 | [8 empty] | v | v | v | v | [5 empty] | v | v | v | v | [6 empty] | v |  | v | v | v | v | v |  |  |  |  | v | v | v | v
| DS S12F-R2851 | [8 empty] | v | v | v | v | [5 empty] | v | v | v | v | [6 empty] | v |  | v | v | v | v | v |  |  |  |  | v | v | v | v
| DS S12E-G2251 | [8 empty] | v | v | v | v | [5 empty] | v | v | v | v | [6 empty] | v |  | v | v | v | v | v |  |  |  |  | v | v | v | v
| DS S12E-R2251 | [8 empty] | v | v | v | v | [5 empty] | v | v | v | v | [6 empty] | v |  | v | v | v | v | v |  |  |  |  | v | v | v | v
| DS B24F-G2852-6 | [8 empty] | v | v | v | v | [5 empty] | v | v | v | v | [6 empty] | v |  | v | v | v | v | v |  |  |  |  | v | v | v | v
| DS B24F-R2852-6 | [8 empty] | v | v | v | v | [5 empty] | v | v | v | v | [6 empty] | v |  | v | v | v | v | v |  |  |  |  | v | v | v | v
| DS B24F-G2652-4 | [8 empty] | v | v | v | v | [5 empty] | v | v | v | v | [6 empty] | v |  | v | v | v | v | v |  |  |  |  | v | v | v | v
| DS B24F-R2652-4 | [8 empty] | v | v | v | v | [5 empty] | v | v | v | v | [6 empty] | v |  | v | v | v | v | v |  |  |  |  | v | v | v | v
| DS B24F-G2849-4 | [8 empty] | v | v | v | v | [5 empty] | v | v | v | v | [6 empty] | v |  | v | v | v | v | v |  |  |  |  | v | v | v | v
| DS B24F-R2849-4 | [8 empty] | v | v | v | v | [5 empty] | v | v | v | v | [6 empty] | v |  | v | v | v | v | v |  |  |  |  | v | v | v | v
| DS S16F-G2851 | [8 empty] | v | v | v | v | [5 empty] | v | v | v | v | [6 empty] | v |  | v | v | v | v | v |  |  |  |  | v | v | v | v
| DS S16F-R2851 | [8 empty] | v | v | v | v | [5 empty] | v | v | v | v | [6 empty] | v |  | v | v | v | v | v |  |  |  |  | v | v | v | v
| DS S16E-G2251 | [8 empty] | v | v | v | v | [5 empty] | v | v | v | v | [6 empty] | v |  | v | v | v | v | v |  |  |  |  | v | v | v | v
| DS S16E-R2251 | [8 empty] | v | v | v | v | [5 empty] | v | v | v | v | [6 empty] | v |  | v | v | v | v | v |  |  |  |  | v | v | v | v
| DS S16E-G2152-6 | [8 empty] | v | v | v | v | [5 empty] | v | v | v | v | [6 empty] | v |  | v | v | v | v | v |  |  |  |  | v | v | v | v
| DS S16E-R2152-6 | [8 empty] | v | v | v | v | [5 empty] | v | v | v | v | [6 empty] | v |  | v | v | v | v | v |  |  |  |  | v | v | v | v
| DS S16S-G2250 | [8 empty] | v | v | v | v | [5 empty] | v | v | v | v | [17 empty] | v | v | v | v
| DS S16S-R2250 | [8 empty] | v | v | v | v | [5 empty] | v | v | v | v | [17 empty] | v | v | v | v
| DS S24F-G2851 | [8 empty] | v | v | v | v | [5 empty] | v | v | v | v | [6 empty] | v |  | v | v | v | v | v |  |  |  |  | v | v | v | v
| DS S24F-R2851 | [8 empty] | v | v | v | v | [5 empty] | v | v | v | v | [6 empty] | v |  | v | v | v | v | v |  |  |  |  | v | v | v | v

## 2.5" SATA HDD
2.5" SATA HDD | Vendor | Seagate |  |  | Seagate |  | WD
| I/F | SATA6G |  |  | SATA3G * |  | SATA3G *
| RPM | 7200 |  |  | 7200 |  | 10K
| Series | Constellation.2 |  |  | Constellation |  | VelociRaptor
| Capacity | 1TB | 500GB | 250GB | 500GB | 160GB | 300GB | 150GB
| Model | ST91000640NS | ST9500620NS | ST9250610NS | ST9500530NS | ST9160511NS | WD3000BLFS | WD1500BLFS
| Microcode*1 | SN01 |  |  | SN02 | SN02 | 4V01 | 4V01
| Note |  | series qualification | series qualification |  | series qualification |  | series qualification
IFT Internal REF. P/N
DS 1000/ DS 2000 | DS 1012 / DS 2012 | v | v | v
| DS 1016 / DS 2016 | v | v | v
| DS 1024 / DS 2024 | v | v | v
| DS 1024B / DS 2024B | v | v | v
Expansion Enclosure | JB 2012-1 | Please refer to corresponded RAID Controller / RAID Subsystem only for compatibility list.
| JB 2016-1 | Please refer to corresponded RAID Controller / RAID Subsystem only for compatibility list.
FC to 2.5" SAS | DS B12F-R2840-4 | v | v | v
| DS B24F-R2842-6 | v | v | v
| DS B24F-G2842-6 | v | v | v
iSCSI to 2.5" SAS | DS B12E-R2140-4 | v | v | v
| DS B24E-R2142-6 | v | v | v
| DS B24E-G2142-6 | v | v | v
SAS to 2.5" SAS | DS B12S-J1000-R |  |  |  | v | v
| DS B12S-J1000-G |  |  |  | v | v | v | v
| DS B12S-R2240 | v | v | v
| DS B12S-J2000-R | v | v | v
| DS B24S-R2240 | v | v | v
| DS B24S-G2240 | v | v | v
| DS B24S-J2000-R | v | v | v
| DS B24S-J2000-S | v | v | v
Note:
* IFT-9AS1DT2S1S : Optional drive tray with MUX board for use with B12F and B12S redundant controller subsystems/JBODs. These drive trays are required when these models are being populated with 2.5" SATA HDDs.
*1: Drive microcode listed here is a primer and qualified by Infortrend. All Infortrend models are compatible with further microcodes provided by drive vendors.
IMPORTANT:
All results are based on the latest product(s) compatibility test report(s) and new devices test results; therefore, support results may be vary from the previous Compatibility Matrix versions. Please refer to the latest product compatibility test reports for detailed information.
DISCLAIMER
1. This test report is for internal use and reference purpose only, and its accuracy, completeness and reliability are not guaranteed.
2. Infortrend assumes no responsibility for the use of the information provided.
3. The information in this report is subject to change at any time without notice.
4. The compatibility test may only take a few hours up to a few days. It is not possible to tell the quality or reliability of a 3rd party device from the compatibility test. Infortrend does not hold the responsibility for the quality, reliability or other issue of the device listed above. A device that has been listed with "OK" status, only means it can work with our product with the tested configuration, at the time when we tested it.
EOL | DS B12F-R1430 |  |  |  | v | v
| DS B12F-G1431 |  |  |  | v | v | v | v
| DS B12S-R1030 |  |  |  | v | v
| DS B12S-G1031 |  |  |  | v | v | v | v
| DS B24S-R2242-4 | v | v | v
| DS B24S-G2242-4 | v | v | v
| DS B24F-R2840-4 | v | v | v
| DS B24F-G2840-4 | v | v | v
| DS B12E-G2140-4 | v | v | v
| DS B12F-G2840-4 | v | v | v
| DS B12S-G2240 | v | v | v
| DS B12S-J2000-G | v | v | v

## SSD
2.5" SSD | Vendor | Toshiba | [19 empty] | Seagate | [15 empty] | HGST | [9 empty] | Samsung |  |  |  |  | Intel | [25 empty] | OCZ (Toshiba) |  |  |  | SanDisk |  |  | SanDisk (SMART) | [9 empty] | Ttoshiba | [11 empty] | SanDisk (SMART) |  |  |  | HGST (sTec) |  |  |  |  | Intel | [10 empty] | Hitachi |  |  | STEC |  | HGST
| Form factor | 2.5" | [19 empty] | 2.5" | [15 empty] | 2.5" | [9 empty] | 2.5" |  |  |  |  | 2.5" | [25 empty] | 2.5" |  |  |  | 2.5" |  |  | 2.5" | [9 empty] | 2.5" | [11 empty] | 2.5" |  |  |  | 2.5" | 2.5" | 2.5" | 2.5" | 2.5" | 2.5" | [10 empty] | 2.5" |  |  | 2.5" |  | 2.5"
| I/F | SAS12G | [19 empty] | SAS12G | [15 empty] | SAS12G | [9 empty] | SATA6G |  |  |  |  | SATA6G | [25 empty] | SATA6G |  |  |  | SAS6G |  |  | SAS6G | [9 empty] | SAS6G | [11 empty] | SAS6G |  |  |  | SAS6G | SAS6G | SAS6G | SAS6G | SAS6G | SATA3G | [8 empty] | SATA3G |  | SAS6G |  |  | SATA3G |  | SAS6G
| Series | PX04SH |  |  |  | PX04SM |  |  |  | PX04SV |  |  |  | PX04SR |  |  |  | PX02SM |  |  |  | 1200.2 (Koho) High Endurance |  | 1200.2 (Koho) Mainstream Endurance |  |  |  | 1200.2 (Koho) Light Endurance | [7 empty] | 1200.2 (Koho) Scalable Endurance |  | Ultrastar SSD1600MM |  |  |  | Ultrastar SSD1600MR | [5 empty] | SM863 |  |  |  |  | DC S3610 | [6 empty] | DC S3510 | [6 empty] | DC S3700 |  |  |  | DC S3500 | [7 empty] | Intrepid 3700 |  |  |  | Lightning |  |  | Optimus SSD |  |  |  | Optimus.2 ECO | [5 empty] | PX02SS |  |  |  | PX02SM SED/FIPS |  |  |  | PX03SV |  |  |  | Optimus ECO |  |  |  | S842 SAS SSD | S842 SAS SSD | S842 SAS SSD | S842 SAS SSD | S842 SAS SSD | Lyndonville 710 series |  |  | SSD 320 series | [5 empty] | X25-E*1 |  | Ultrastar SSD400S |  |  | MACH-16IOPS |  | Ultrastar SSD400M
| Capacity | 1.6TB | 800GB | 400GB | 200GB | 3.2TB | 1.6TB | 800GB | 400GB | 3.84TB | 1.92TB | 960GB | 480GB | 3.84TB | 1.92TB | 960GB | 480GB | 1.6TB | 800GB | 400GB | 200GB | 400GB | 200GB | 3.2TB | 1.6TB | 800GB | 400GB | 3.84TB | 3.2TB | 1.92TB | 1.6TB | 960GB | 800GB | 480GB | 400GB | 3.84TB | 1.92TB | 1.6TB | 800GB | 400GB | 200GB | 1.6TB | 1TB | 800GB | 500GB | 400GB | 250GB | 1.92TB | 960GB | 480GB | 240GB | 120GB | 1.6TB | 1.2TB | 800GB | 480GB | 400GB | 200GB | 100GB | 1.6TB | 1.2TB | 800GB | 480GB | 240GB | 120GB | 80GB | 100GB | 200GB | 400GB | 800GB | 800GB | 600GB | 480GB | 300GB | 240GB | 160GB | 120GB | 80GB | 240GB | 480GB | 960GB | 1.92TB | 200GB | 400GB | 800GB | 200GB | 400GB | 800GB | 1.6TB | 2TB | 1.6TB | 920GB | 800GB | 480GB | 400GB | 800GB | 400GB | 200GB | 100GB | 1.6TB | 800GB | 400GB | 200GB | 1.6TB | 800GB | 400GB | 200GB | 2TB | 1.6TB | 800GB | 400GB | 200GB | 400GB | 800GB | 1.6TB | 2TB | 100GB | 200GB | 300GB | 100GB (after over provisioning) | 40GB | 80GB | 120GB | 300GB | 600GB | 32GB | 64GB | 100GB | 200GB | 400GB | 100GB | 200GB | 200GB | 400GB
| Model | PX04SHB160 | PX04SHB080 | PX04SHB040 | PX04SHB020 | PX04SMB320 | PX04SMB160 | PX04SMB080 | PX04SMB040 | PX04SVB384 | PX04SVB192 | PX04SVB096 | PX04SVB048 | PX04SRB384 | PX04SRB192 | PX04SRB096 | PX04SRB048 | PX02SMB160 | PX02SMF080 | PX02SMF040 | PX02SMF020 | ST400FM0323 | ST200FM0133 | ST3200FM0023 | ST1600FM0003 | ST800FM0173 | ST400FM0233 | ST3840FM0003 | ST3200FM0063 | ST1920FM0003 | ST1600FM0073 | ST960FM0003 | ST800FM0233 | ST480FM0003 | ST400FM0303 | ST3840FM0043 | ST1920FM0043 | HUSMM1616ASS200 | HUSMM1680ASS200 | HUSMM1640ASS200 | HUSMM1620ASS200 | HUSMR1616ASS200 | HUSMR1610ASS200 | HUSMR1680ASS200 | HUSMR1650ASS200 | HUSMR1640ASS200 | HUSMR1625ASS200 | MZ7KM1T9HAJM-00005 | MZ7KM960HAHP-00005 | MZ7KM480HAHP-00005 | MZ7KM240HAGR-00005 | MZ7KM120HAFD-00005 | SSDSC2BX016T4 | SSDSC2BX012T4 | SSDSC2BX800G4 | SSDSC2BX480G4 | SSDSC2BX400G4 | SSDSC2BX200G4 | SSDSC2BX100G4 | SSDSC2BB016T601 | SSDSC2BB012T601 | SSDSC2BB800G601 | SSDSC2BB480G601 | SSDSC2BB240G601 | SSDSC2BB120G601 | SSDSC2BB080G601 | SSDSC2BA100G3 | SSDSC2BA200G3 | SSDSC2BA400G3 | SSDSC2BA800G3 | SSDSC2BB800G4 | SSDSC2BB600G4 | SSDSC2BB480G4 | SSDSC2BB300G4 | SSDSC2BB240G4 | SSDSC2BB160G4 | SSDSC2BB120G4 | SSDSC2BB080G4 | IT3RSK41ET5F0-0240 | IT3RSK41ET5G0-0480 | IT3RSK41ET5G0-0960 | IT3RSK41ET5H0-1920 | LB 206M | LB 406M | LB 806M | TXA2D20200GA6001 | TXA2D20400GA6001 | TXA2D20800GA6001 | TXA2E21600GA6001 | SDLLOCDR-020T- 5CA1 | SDLLOCDR-016T- 5CA1 | SDLKOCDR-920G- 5CA1 | SDLKOCDR-800G- 5CA1 | SDLKODDR-480G- 5CA1 | SDLKODDR-400G- 5CA1 | PX02SSB080 | PX02SSF040 | PX02SSF020 | PX02SSF010 | PX02SMQ160 | PX02SMU080 | PX02SMU040 | PX02SMU020 | PX03SVB160 | PX03SVF080 | PX03SVF040 | PX03SVF020 | SDLLOC6R-020T-5CA1 | SDLLOC6R-016T-5CA1 | SDLKOC6R-800G-5CA1 | SDLKOD6R-400G-5CA1 | S842E200M2 | S842E400M2 | S842E800M2 | S842E1600M2 | S842E2000M2 | SSDSA2BZ100G3 | SSDSA2BZ200G3 | SSDSA2BZ300G3 | SSDSA2CW160G3 (160GB) | SSDSA2CT040G3 | SSDSA2CW080G3 | SSDSA2CW120G3 | SSDSA2CW300G3 | SSDSA2CW600G3 |  |  | HUSSL4010ASS600 | HUSSL4020ASS600 | HUSSL4040ASS600 | M16ISD2-100UC0 | M16ISD2-200UC0 | HUSML4020ASS600 | HUSML4040ASS600
| Microcode*3 | 0104 |  |  |  | 0104 |  |  |  | 0104 |  |  |  | 0104 |  |  |  | 0205 |  |  |  | B003 |  | B003 |  |  |  | B003 | [7 empty] | B003 |  | A204 |  |  |  | A204 | [5 empty] | 003Q |  |  |  |  | 0110 | [6 empty] | 0130 | [6 empty] | 0250 |  |  |  | 0311/0370 | [7 empty] | 0.7 |  |  |  | P325 |  |  | K321 | K321 |  |  | F760 | [5 empty] | 0203 |  |  |  | 0502 |  |  |  | 1201 |  |  |  | K060 |  |  |  | E4MK |  | E4CF | E4RB |  | 0303/0362*1 |  |  | 0362 | [5 empty] | 8790 / 8860 |  | A170 |  |  | 106 |  | A310
| NAND | MLC |  |  |  | MLC |  |  |  | MLC |  |  |  | MLC |  |  |  | MLC |  |  |  | MLC |  | MLC |  |  |  | MLC | [7 empty] | MLC |  | MLC |  |  |  | MLC | [5 empty] | MLC |  |  |  |  | MLC | [6 empty] | MLC | [6 empty] | MLC |  |  |  | MLC | [7 empty] | MLC |  |  |  | MLC |  |  | MLC | MLC |  |  | MLC | [5 empty] | MLC |  |  |  | MLC |  |  |  | MLC |  |  |  | MLC | MLC |  |  | MLC | MLC | MLC | MLC | MLC | 25nm HET MLC |  |  | MLC | [5 empty] | SLC |  | SLC |  |  | SLC |  | MLC
| DWPD | 25x |  |  |  | 10x |  |  |  | 3x |  |  |  | 1x |  |  |  | 10x | 10x | 10x | 10x | 25x |  | 10x |  |  |  | 3x | [7 empty] | 1x |  | 10x | 10x | 10x | 10x | 2x | 2x | 2x | 2x | 2x | 2x | 3.5x |  |  |  |  | 3x | 3x | 3x | 3x | 3x | 3x | 3x | 0.3x | 0.3x | 0.3x | 0.3x | 0.3x | 0.3x | 0.3x | 10x | 10x | 10x | 10x | 0.3x | 0.3x | 0.3x | 0.3x | 0.3x | 0.3x | 0.3x | 0.3x | 1x | 1x | 1x | 0.5x | 10x | 10x | 10x | 10x | 10x | 10x | 10x | 3x | 3x | 3x | 3x | 3x | 3x | 30x | 30x | 30x | 30x | 10x | 10x | 10x | 10x | 3x | 3x | 3x | 3x | 1x | 3x | 3x | 3x
| Note | [26 empty] | Data center/cloud implementation purpose drive; Drive Writes Per Day (DWPD) = 3x | [7 empty] | Data center/cloud implementation purpose drive; Drive Writes Per Day (DWPD) = 1x | [5 empty] | Data center/cloud implementation purpose drive; Drive Writes Per Day (DWPD) = 2x | [5 empty] | Must use it with firmware 555A10/611E05 or newer version | [11 empty] | Data center/cloud implementation purpose drive; Drive Writes Per Day (DWPD) = 0.3x | [10 empty] | Data center/cloud implementation purpose drive; Drive Writes Per Day (DWPD) = 0.3x | [28 empty] | Must use it with the firmware 513F03 after version. |  |  |  | Data center/cloud implementation purpose drive; Drive Writes Per Day (DWPD) = 3x |  |  |  | Data center/cloud implementation purpose drive; Drive Writes Per Day (DWPD) <= 3x | [6 empty] | series qualification |  |  |  |  | for over provisiong purpose | [5 empty] | series qualification(F/W8860)
| Infortrend FRU P/N | [16 empty] | HESTSSS3160 | HESTSSS3080 | HESTSSS3040 | HESTSSS3020 | [49 empty] | HNSNSSA3080 | HNSNSSA3060 | HNSNSSA3048 |  |  | HNSNSSA3016 | [35 empty] | HESESSS2020 | HESESSS2040 | HESESSS2080 |  |  | HXX10XC2XX (EOS) | HXX20XC2XX (EOS) | HXX30XC2XX (EOS) | HXX16XC2XX*5 (EOS) | [5 empty] | HXX32NA2XX | HXX64NA2XX |  |  |  | HXX10EC2XX | HXX20EC2XX | HXX20HB1XX (EOS) | HXX40HB1XX (EOS)
DS 1000/ DS 2000 | DS 1012 / DS 2012 | v | v | v | v | v | v | v | v | v | v | v | v | v | v | v | v | v | v | v | v | v | v | v | v | v | v | v | v | v | v | v | v | v | v | v | v | v | v | v | v | v | v | v | v | v | v | v*4 |  |  |  |  | v*4 | [6 empty] | v*4 | [10 empty] | v*4 | [7 empty] | v*4 | [6 empty] | v | v | v | v | [10 empty] | v | v | v | v | v | v | v | v | v | v | v | v
| DS 1016 / DS 2016 | v | v | v | v | v | v | v | v | v | v | v | v | v | v | v | v | v | v | v | v | v | v | v | v | v | v | v | v | v | v | v | v | v | v | v | v | v | v | v | v | v | v | v | v | v | v | v*4 |  |  |  |  | v*4 | [6 empty] | v*4 | [10 empty] | v*4 | [7 empty] | v*4 | [6 empty] | v | v | v | v | [10 empty] | v | v | v | v | v | v | v | v | v | v | v | v
| DS 1024 / DS 2024 | v | v | v | v | v | v | v | v | v | v | v | v | v | v | v | v | v | v | v | v | v | v | v | v | v | v | v | v | v | v | v | v | v | v | v | v | v | v | v | v | v | v | v | v | v | v | v*4 |  |  |  |  | v*4 | [6 empty] | v*4 | [10 empty] | v*4 | [7 empty] | v*4 | [6 empty] | v | v | v | v | [10 empty] | v | v | v | v | v | v | v | v | v | v | v | v
| DS 1024B / DS 2024B | v | v | v | v | v | v | v | v | v | v | v | v | v | v | v | v | v | v | v | v | v | v | v | v | v | v | v | v | v | v | v | v | v | v | v | v | v | v | v | v | v | v | v | v | v | v | v*4 |  |  |  |  | v*4 | [6 empty] | v*4 | [10 empty] | v*4 | [7 empty] | v*4 | [6 empty] | v | v | v | v | [6 empty] | v | v | v | v | v | v | v | v | v | v | v | v | v | v | v | v
DS 3000 | DS 3012 | v | v | v | v | v | v | v | v | v | v | v | v | v | v | v | v | v | v | v | v | v | v | v | v | v | v | v | v | v | v | v | v | v | v | v | v | v | v | v | v | v | v | v | v | v | v | v*4 |  |  |  |  | v*4 | [6 empty] | v*4 | [6 empty] | v*4 |  |  |  | v*4 | [7 empty] | v*4 | [6 empty] | v | v | v | v | v | v | v | v | v | v | v | v | v | v | v | v | v | v |  |  |  |  | v | v | v | v | v | v | v | v | v | v*4 |  |  | v*4 | [12 empty] | v | v
| DS 3016 | v | v | v | v | v | v | v | v | v | v | v | v | v | v | v | v | v | v | v | v | v | v | v | v | v | v | v | v | v | v | v | v | v | v | v | v | v | v | v | v | v | v | v | v | v | v | v*4 |  |  |  |  | v*4 | [6 empty] | v*4 | [6 empty] | v*4 |  |  |  | v*4 | [7 empty] | v*4 | [6 empty] | v | v | v | v | v | v | v | v | v | v | v | v | v | v | v | v | v | v |  |  |  |  | v | v | v | v | v | v | v | v | v | v*4 |  |  | v*4 | [12 empty] | v | v
| DS 3024 | v | v | v | v | v | v | v | v | v | v | v | v | v | v | v | v | v | v | v | v | v | v | v | v | v | v | v | v | v | v | v | v | v | v | v | v | v | v | v | v | v | v | v | v | v | v | v*4 |  |  |  |  | v*4 | [6 empty] | v*4 | [6 empty] | v*4 |  |  |  | v*4 | [7 empty] | v*4 | [6 empty] | v | v | v | v | v | v | v | v | v | v | v | v | v | v | v | v | v | v |  |  |  |  | v | v | v | v | v | v | v | v | v | v*4 |  |  | v*4 | [12 empty] | v | v
| DS 3024B | v | v | v | v | v | v | v | v | v | v | v | v | v | v | v | v | v | v | v | v | v | v | v | v | v | v | v | v | v | v | v | v | v | v | v | v | v | v | v | v | v | v | v | v | v | v | v*4 |  |  |  |  | v*4 | [6 empty] | v*4 | [6 empty] | v*4 |  |  |  | v*4 | [7 empty] | v*4 | [6 empty] | v | v | v | v | v | v | v | v | v | v | v | v | v | v | v | v | v | v |  |  |  |  | v | v | v | v | v | v | v | v | v | v*4 |  |  | v*4 | [12 empty] | v | v
| DS 3048G | v | v | v | v | v | v | v | v | v | v | v | v | v | v | v | v | v | v | v | v | v | v | v | v | v | v | v | v | v | v | v | v | v | v | v | v | v | v | v | v | v | v | v | v | v | v | v*4 |  |  |  |  | v*4 | [6 empty] | v*4 | [10 empty] | v*4 | [14 empty] | v | v | v | v | v | v | v | v | v | v | v | v | v | v | v | v | v | v |  |  |  |  | v | v | v | v | v | v | v | v | v
| DS 3048R | v | v | v | v | v | v | v | v | v | v | v | v | v | v | v | v | v | v | v | v | v | v | v | v | v | v | v | v | v | v | v | v | v | v | v | v | v | v | v | v | v | v | v | v | v | v | [38 empty] | v | v | v | v | v | v | v | v | v | v | v | v | v | v | v | v | v | v |  |  |  |  | v | v | v | v | v | v | v | v | v
| DS 3060G | v | v | v | v | v | v | v | v | v | v | v | v | v | v | v | v | v | v | v | v | v | v | v | v | v | v | v | v | v | v | v | v | v | v | v | v | v | v | v | v | v | v | v | v | v | v | v*4 |  |  |  |  | v*4 | [6 empty] | v*4 | [10 empty] | v*4 | [14 empty] | v | v | v | v | v | v | v | v | v | v | v | v | v | v | v | v | v | v |  |  |  |  | v | v | v | v | v | v | v | v | v
| DS 3060R | v | v | v | v | v | v | v | v | v | v | v | v | v | v | v | v | v | v | v | v | v | v | v | v | v | v | v | v | v | v | v | v | v | v | v | v | v | v | v | v | v | v | v | v | v | v | [38 empty] | v | v | v | v | v | v | v | v | v | v | v | v | v | v | v | v | v | v |  |  |  |  | v | v | v | v | v | v | v | v | v
DS 4000 | DS 4016 | v | v | v | v | v | v | v | v | v | v | v | v | v | v | v | v | v | v | v | v | v | v | v | v | v | v | v | v | v | v | v | v | v | v | v | v | v | v | v | v | v | v | v | v | v | v | v*4 |  |  |  |  | v*4 | [6 empty] | v*4 | [6 empty] | v*4 |  |  |  | v*4 | [7 empty] | v*4 | [10 empty] | v | v | v | v | v | v
| DS 4024B | v | v | v | v | v | v | v | v | v | v | v | v | v | v | v | v | v | v | v | v | v | v | v | v | v | v | v | v | v | v | v | v | v | v | v | v | v | v | v | v | v | v | v | v | v | v | v*4 |  |  |  |  | v*4 | [6 empty] | v*4 | [6 empty] | v*4 |  |  |  | v*4 | [7 empty] | v*4 | [10 empty] | v | v | v | v | v | v
Fibre to 2.5" SAS | DS B12F-R2840-4 | [65 empty] | v*4 | [44 empty] | v | v | v |  |  | v*4 |  |  | v*4 | [5 empty] | v | v | v | v | v | v*2 |  | v | v
| DS B24F-R2842-6 | [65 empty] | v*4 | [44 empty] | v | v | v |  |  | v*4 |  |  | v*4 | [5 empty] | v | v | v | v | v | v*2 |  | v | v
| DS B24F-G2842-6 | [65 empty] | v*4 | [44 empty] | v | v | v |  |  | v*4 |  |  | v*4 | [5 empty] | v | v | v | v | v | v*2 |  | v | v
Fibre to 3.5" SAS | DS S12F-R2840-4 | [118 empty] | v*4 | [10 empty] | v*2
| DS S12F-G2840-4 | [118 empty] | v*4 | [10 empty] | v*2
| DS S12F-R2840N | [118 empty] | v*4 | [10 empty] | v*2
| DS S12F-G2840N | [118 empty] | v*4 | [10 empty] | v*2
| DS S12F-R2850 | [84 empty] | v | v | v | v | [22 empty] | v | v | v | v | v | v*4 |  |  | v*4 | [12 empty] | v | v
| DS S12F-G2850 | [84 empty] | v | v | v | v | [22 empty] | v | v | v | v | v | v*4 |  |  | v*4 | [12 empty] | v | v
| DS S16F-R2840-4 | [118 empty] | v*4 | [10 empty] | v*2
| DS S16F-G2840-4 | [118 empty] | v*4 | [10 empty] | v*2
| DS S16F-R2842-6 | [118 empty] | v*4 | [10 empty] | v*2
| DS S16F-G2842-6 | [118 empty] | v*4 | [10 empty] | v*2
| DS S16F-R2850 | [84 empty] | v | v | v | v | [22 empty] | v | v | v | v | v | v*4 |  |  | v*4 | [12 empty] | v | v
| DS S16F-G2850 | [84 empty] | v | v | v | v | [22 empty] | v | v | v | v | v | v*4 |  |  | v*4 | [12 empty] | v | v
| DS S24F-R2840-4 | [118 empty] | v*4 | [10 empty] | v*2
| DS S24F-G2840-4 | [118 empty] | v*4 | [10 empty] | v*2
| DS S24F-R2850 | [84 empty] | v | v | v | v | [22 empty] | v | v | v | v | v | v*4 |  |  | v*4 | [12 empty] | v | v
| DS S24F-G2850 | [84 empty] | v | v | v | v | [22 empty] | v | v | v | v | v | v*4 |  |  | v*4 | [12 empty] | v | v
iSCSI to 2.5" SAS | DS B12E-R2140-4 | [65 empty] | v*4 | [44 empty] | v | v | v |  |  | v*4 |  |  | v*4 | [7 empty] | v | v | v | v*2 |  | v | v
| DS B24E-R2142-6 | [65 empty] | v*4 | [44 empty] | v | v | v |  |  | v*4 |  |  | v*4 | [7 empty] | v | v | v | v*2 |  | v | v
| DS B24E-G2142-6 | [65 empty] | v*4 | [44 empty] | v | v | v |  |  | v*4 |  |  | v*4 | [7 empty] | v | v | v | v*2 |  | v | v
iSCSI to 3.5" SAS | DS S12E-R2140-4 | [118 empty] | v*4 | [10 empty] | v*2
| DS S12E-G2140-4 | [118 empty] | v*4 | [10 empty] | v*2
| DS S16E-R2240 | [118 empty] | v*4 | [10 empty] | v*2
| DS S16E-G2240 | [118 empty] | v*4 | [10 empty] | v*2
| DS S16E-R2142-6 | [118 empty] | v*4 | [10 empty] | v*2
| DS S16E-G2142-6 | [118 empty] | v*4 | [10 empty] | v*2
| DS S24E-G2142-6 | [118 empty] | v*4 | [10 empty] | v*2
SAS to 2.5" SAS | DS B12S-R2240 | [65 empty] | v*4 | [44 empty] | v | v | v |  |  | v*4 |  |  | v*4 | [5 empty] | v | v | v | v | v | v*2 |  | v | v
| DS B12S-J2000-R | [124 empty] | v | v | v | v | v
| DS B24S-R2240 | [65 empty] | v*4 | [44 empty] | v | v | v |  |  | v*4 |  |  | v*4 | [5 empty] | v | v | v | v | v | v*2 |  | v | v
| DS B24S-J2000-R | [124 empty] | v | v | v | v | v
| DS B24S-G2240 | [65 empty] | v*4 | [44 empty] | v | v | v |  |  | v*4 |  |  | v*4 | [5 empty] | v | v | v | v | v |  |  | v | v
| DS B24S-J2000-S | [124 empty] | v | v | v | v | v
SAS to 3.5" SAS | DS S04S-G2240 | [118 empty] | v*4 | [10 empty] | v*2
| DS S12S-R2240 | [118 empty] | v*4 | [10 empty] | v*2
| DS S12S-R2240-4 | [118 empty] | v*4 | [10 empty] | v*2
| DS S12S-G2240 | [118 empty] | v*4 | [10 empty] | v*2
| DS S12S-G2240-4 | [118 empty] | v*4 | [10 empty] | v*2
| DS S16S-R2240 | [118 empty] | v*4 | [10 empty] | v*2
| DS S16S-G2240 | [118 empty] | v*4 | [10 empty] | v*2
| DS S24S-G2240 | [118 empty] | v*4 | [10 empty] | v*2
Note:
*1. It is suggested that you install UPS when using X25 series in environments with unsteady power supply.
*2. STEC MACH-16IOPS series is Compatibie/Suppported on RAID only.
*3: Drive microcode listed here is a primer and qualified by Infortrend. All Infortrend models are compatible with further microcodes provided by drive vendors.
*4: This SSD is Compatible/Supported on RAID only. MUX boards are required on redundant models. Please refer to Infortrend website for the relevant MUX board P/Ns.
*5: 2.5” SATA SSD Over-provisioned to 100GB (Intel 320 series 2.5” SATA 160GB MLC SSD)
IMPORTANT:
All results are based on the latest product(s) compatibility test report(s) and new devices test results; therefore, support results may be vary from the previous Compatibility Matrix versions. Please refer to the latest product compatibility test reports for detailed information.
DISCLAIMER
1. This test report is for internal use and reference purpose only, and its accuracy, completeness and reliability are not guaranteed.
2. Infortrend assumes no responsibility for the use of the information provided.
3. The information in this report is subject to change at any time without notice.
4. The compatibility test may only take a few hours up to a few days. It is not possible to tell the quality or reliability of a 3rd party device from the compatibility test. Infortrend does not hold the responsibility for the quality, reliability or other issue of the device listed above. A device that has been listed with "OK" status, only means it can work with our product with the tested configuration, at the time when we tested it.
EOL | DS B12F-R1430 | [124 empty] | v
| DS B12F-G1431 | [124 empty] | v
| DS B12S-R1030 | [124 empty] | v | v
| DS B12S-G1031 | [124 empty] | v | v
| DS B24S-R2242-4 | [51 empty] | v |  |  |  | v | v | v | [52 empty] | v | v |  |  | v | v*4 |  |  | v*4 | [7 empty] | v | v | v | v*2 |  | v | v
| DS B24S-G2242-4 | [51 empty] | v |  |  |  | v | v | v | [52 empty] | v | v |  |  | v | v*4 |  |  | v*4 | [7 empty] | v | v | v | v*2 |  | v | v
| DS S16S-R2240-4 | [118 empty] | v*4 | [10 empty] | v*2
| DS S16S-R2242-4 | [118 empty] | v*4 | [10 empty] | v*2
| DS S16S-G2240-4 | [118 empty] | v*4 | [10 empty] | v*2
| DS S16S-G2242-4 | [118 empty] | v*4 | [10 empty] | v*2
| DS B24F-R2840-4 | [51 empty] | v |  |  |  | v | v | v | [52 empty] | v | v |  |  | v | v*4 |  |  | v*4 | [5 empty] | v | v | v | v | v | v*2 |  | v | v
| DS B24F-G2840-4 | [51 empty] | v |  |  |  | v | v | v | [52 empty] | v | v |  |  | v | v*4 |  |  | v*4 | [5 empty] | v | v | v | v | v | v*2 |  | v | v
| DS S12F-R2651 | [51 empty] | v |  |  |  | v | v | v | [19 empty] | v | v | v | v | v | v | v | v | v | v | v | [22 empty] | v | v | v | v | v | v*4 |  |  | v*4 | [12 empty] | v | v
| DS S12F-G2651 | [51 empty] | v |  |  |  | v | v | v | [19 empty] | v | v | v | v | v | v | v | v | v | v | v | [22 empty] | v | v | v | v | v | v*4 |  |  | v*4 | [12 empty] | v | v
| DS S16F-R2852-6 | [51 empty] | v |  |  |  | v | v | v | [19 empty] | v | v | v | v | v | v | v | v | v | v | v | [22 empty] | v | v | v | v | v | v*4 |  |  | v*4 | [12 empty] | v | v
| DS S16F-G2852-6 | [51 empty] | v |  |  |  | v | v | v | [19 empty] | v | v | v | v | v | v | v | v | v | v | v | [22 empty] | v | v | v | v | v | v*4 |  |  | v*4 | [12 empty] | v | v
| DS S16F-R2651 | [51 empty] | v |  |  |  | v | v | v | [19 empty] | v | v | v | v | v | v | v | v | v | v | v | [22 empty] | v | v | v | v | v | v*4 |  |  | v*4 | [12 empty] | v | v
| DS S16F-G2651 | [51 empty] | v |  |  |  | v | v | v | [19 empty] | v | v | v | v | v | v | v | v | v | v | v | [22 empty] | v | v | v | v | v | v*4 |  |  | v*4 | [12 empty] | v | v
| DS S16F-R2652-4 | [51 empty] | v |  |  |  | v | v | v | [19 empty] | v | v | v | v | v | v | v | v | v | v | v | [22 empty] | v | v | v | v | v | v*4 |  |  | v*4 | [12 empty] | v | v
| DS S16F-G2652-4 | [51 empty] | v |  |  |  | v | v | v | [19 empty] | v | v | v | v | v | v | v | v | v | v | v | [22 empty] | v | v | v | v | v | v*4 |  |  | v*4 | [12 empty] | v | v
| DS S24F-R2651 | [51 empty] | v |  |  |  | v | v | v | [19 empty] | v | v | v | v | v | v | v | v | v | v | v | [22 empty] | v | v | v | v | v | v*4 |  |  | v*4 | [12 empty] | v | v
| DS S24F-G2651 | [51 empty] | v |  |  |  | v | v | v | [19 empty] | v | v | v | v | v | v | v | v | v | v | v | [22 empty] | v | v | v | v | v | v*4 |  |  | v*4 | [12 empty] | v | v
| DS B12E-G2140-4 | [51 empty] | v |  |  |  | v | v | v | [52 empty] | v | v | v |  |  | v*4 |  |  | v*4 | [7 empty] | v | v | v | v*2 |  | v | v
| DS B12F-G2840-4 | [51 empty] | v |  |  |  | v | v | v | [52 empty] | v | v | v |  |  | v*4 |  |  | v*4 | [5 empty] | v | v | v | v | v | v*2 |  | v | v
| DS B12S-G2240 | [51 empty] | v |  |  |  | v | v | v | [52 empty] | v | v | v |  |  | v*4 |  |  | v*4 | [5 empty] | v | v | v | v | v | v*2 |  | v | v
| DS B12S-J2000-G | [126 empty] | v | v | v
| DS S12F-G2851 | [51 empty] | v*4 | [25 empty] | v | v | v | v | v | v | v | v | v | v | v | [22 empty] | v | v | v | v | v | v*4 |  |  | v*4 | [12 empty] | v | v
| DS S12F-R2851 | [51 empty] | v*4 | [25 empty] | v | v | v | v | v | v | v | v | v | v | v | [22 empty] | v | v | v | v | v | v*4 |  |  | v*4 | [12 empty] | v | v
| DS S12E-G2251 | [77 empty] | v | v | v | v | v | v | v | v | v | v | v | [22 empty] | v | v | v |  |  | v*4 |  |  | v*4 | [12 empty] | v | v
| DS S12E-R2251 | [77 empty] | v | v | v | v | v | v | v | v | v | v | v | [22 empty] | v | v | v |  |  | v*4 |  |  | v*4 | [12 empty] | v | v
| DS B24F-G2852-6 | [51 empty] | v*4 | [25 empty] | v | v | v | v | v | v | v | v | v | v | v | [22 empty] | v | v | v | v | v | v*4 |  |  | v*4 | [12 empty] | v | v
| DS B24F-R2852-6 | [51 empty] | v*4 | [25 empty] | v | v | v | v | v | v | v | v | v | v | v | [22 empty] | v | v | v | v | v | v*4 |  |  | v*4 | [12 empty] | v | v
| DS B24F-G2652-4 | [51 empty] | v*4 | [25 empty] | v | v | v | v | v | v | v | v | v | v | v | [22 empty] | v | v | v | v | v | v*4 |  |  | v*4 | [12 empty] | v | v
| DS B24F-R2652-4 | [51 empty] | v*4 | [25 empty] | v | v | v | v | v | v | v | v | v | v | v | [22 empty] | v | v | v | v | v | v*4 |  |  | v*4 | [12 empty] | v | v
| DS B24F-G2849-4 | [51 empty] | v*4 | [25 empty] | v | v | v | v | v | v | v | v | v | v | v | [22 empty] | v | v | v |  |  | v*4 |  |  | v*4 | [12 empty] | v | v
| DS B24F-R2849-4 | [51 empty] | v*4 | [25 empty] | v | v | v | v | v | v | v | v | v | v | v | [22 empty] | v | v | v |  |  | v*4 |  |  | v*4 | [12 empty] | v | v
| DS S16F-G2851 | [51 empty] | v*4 | [25 empty] | v | v | v | v | v | v | v | v | v | v | v | [22 empty] | v | v | v | v | v | v*4 |  |  | v*4 | [12 empty] | v | v
| DS S16F-R2851 | [51 empty] | v*4 | [25 empty] | v | v | v | v | v | v | v | v | v | v | v | [22 empty] | v | v | v | v | v | v*4 |  |  | v*4 | [12 empty] | v | v
| DS S16E-G2251 | [51 empty] | v*4 | [25 empty] | v | v | v | v | v | v | v | v | v | v | v | [22 empty] | v | v | v | v | v | v*4 |  |  | v*4 | [12 empty] | v | v
| DS S16E-R2251 | [51 empty] | v*4 | [25 empty] | v | v | v | v | v | v | v | v | v | v | v | [22 empty] | v | v | v | v | v | v*4 |  |  | v*4 | [12 empty] | v | v
| DS S16E-G2152-6 | [51 empty] | v*4 | [58 empty] | v | v | v | v | v | v*4 |  |  | v*4 | [12 empty] | v | v
| DS S16E-R2152-6 | [51 empty] | v*4 | [58 empty] | v | v | v | v | v | v*4 |  |  | v*4 | [12 empty] | v | v
| DS S16S-G2250 | [84 empty] | v | v | v | v | [22 empty] | v | v | v |  |  | v*4 |  |  | v*4 | [12 empty] | v | v
| DS S16S-R2250 | [84 empty] | v | v | v | v | [22 empty] | v | v | v |  |  | v*4 |  |  | v*4 | [12 empty] | v | v
| DS S24F-G2851 | [51 empty] | v*4 | [25 empty] | v | v | v | v | v | v | v | v | v | v | v | [22 empty] | v | v | v | v | v | v*4 |  |  | v*4 | [12 empty] | v | v
| DS S24F-R2851 | [51 empty] | v*4 | [25 empty] | v | v | v | v | v | v | v | v | v | v | v | [22 empty] | v | v | v | v | v | v*4 |  |  | v*4 | [12 empty] | v | v

## FC HDD
FC HDD | Vendor | Seagate |  |  | Seagate | [8 empty] | Hitachi
| I/F | FC 4G |  |  | FC4G | [8 empty] | FC4G
| RPM | 15K |  |  | 10K |  | 10K |  | 15k |  |  |  |  | 15k
| Series | Cheetah 15K.7 |  |  | Cheetah NS.2 |  | Cheetah NS |  | Cheetah 15K.5 |  |  | Cheetah 15K.6 |  | Ultrastar 15K600 |  |  | Ultrastar 15K147 |  |  | Ultrastar 15K450
| Capacity | 600GB | 450GB | 300GB | 600GB | 450GB | 400GB | 300GB | 300GB | 146GB | 73GB | 450GB | 300GB | 600GB | 450GB | 300GB | 147GB | 73GB | 36GB | 450GB | 300GB
| Models | ST3600057FC | ST3450857FC | ST3300657FC | ST3600002FC | ST3450802FC | ST3400755FC | ST3300955FC | ST3300655FC | ST3146855FC | ST373455FC | ST3450856FC | ST3300656FC | HUS156060VLF400 | HUS156045VLF400 | HUS156030VLF400 | HUS151414VLF400 | HUS151473VLF400 | HUS151436VLF400 | HUS154545VLF400 | HUS154530VLF400
| Microcode*1 | 0005 | 0005 | 0005 | 0002 | 0004 | 0002 | 0002 | 0003 | 0003 | 0003 | 0004/0005 | 0004/0005 | F392/F510 | F392/F510 | F392/F510 | F420 | F420 | F420 | F76E/F570 | F4B0/F570
| Note |  |  | series qualification |  |  |  | series qualification | EOL | EOL | EOL | EOL | EOL |  | series qualification | series qualification | EOL | EOL | EOL | EOL | EOL
| Infortrend FRU P/N | [12 empty] | H1560HF464 | H1545HF464 | H1530XF4XX
Note:
*1. Drive microcode listed here is a primer and qualified by Infortrend. All Infortrend models are compatible with further microcodes provided by drive vendors.
IMPORTANT:
All results are based on the latest product(s) compatibility test report(s) and new devices test results; therefore, support results may be vary from the previous Compatibility Matrix versions. Please refer to the latest product compatibility test reports for detailed information.
DISCLAIMER
1. This test report is for internal use and reference purpose only, and its accuracy, completeness and reliability are not guaranteed.
2. Infortrend assumes no responsibility for the use of the information provided.
3. The information in this report is subject to change at any time without notice.
4. The compatibility test may only take a few hours up to a few days. It is not possible to tell the quality or reliability of a 3rd party device from the compatibility test. Infortrend does not hold the responsibility for the quality, reliability or other issue of the device listed above. A device that has been listed with "OK" status, only means it can work with our product with the tested configuration, at the time when we tested it.
EOL | ESDS F16F-R4031 | v | v | v |  |  | v | v | v | v | v | v | v |  |  |  | v | v | v | v | v
| ESDS F16F-S4031 | v | v | v |  |  | v | v | v | v | v | v | v |  |  |  | v | v | v | v | v
| ESDS FF-R4031 | v | v | v |  |  | v | v | v | v | v | v | v |  |  |  | v | v | v | v | v
| ESDS FF-S4031 | v | v | v |  |  | v | v | v | v | v | v | v |  |  |  | v | v | v | v | v
| ESDS F16F-R4840 | v | v | v |  |  | v | v | v | v | v | v | v | v | v | v | v | v | v | v | v
| ESDS F16F-S4840 | v | v | v |  |  | v | v | v | v | v | v | v | v | v | v | v | v | v | v | v

## FC SW&SFP
FC Switch & SFP | Vendor | Qlogic |  |  | Brocade |  |  |  | ATTO | Cisco | Avago |  |  |  |  | Agilent | Finisar
| Type | FC switch |  |  | FC switch |  |  |  | FC switch | FC switch | FC SFP |  |  |  |  | FC SFP | FC SFP
| I/O | FC8G | FC8G | FC4G | FC16G | FC8G |  | FC4G | FC16G | FC8G | FC16G | FC8G | FC8G | FC8G | FC4G | FC4G | FC16G | FC8G
| Port | 20 | 20 | 16 | 24 | 32 | 8~24 | 8 | 12~24 | 16 | - | - | - | - | - | - | - | -
| Model | SANBOX5800V | SANBOX5802V | SANBOX5600 | 6505 | 5100 | 300 series (BR-320-0008 BR-340-0008 BR-360-0008) | 200E | FibreConnect 1612 | MDS 9148 series (DS-C9148D-8G16P) | AFBR-57F5PZ | AFBR-57D9AMZ | AFBR-57D7APZ | AFBR-57D5APZ | AFBR-57R5APZ | AFBR-57R5AP | FTLF8529P3BCV | FTLF8528P2BNV
| Infortrend FRU P/N | BSFQGF211 | BSFQGF210 | [7 empty] | 9370CSFP16G
| Note | FW 7.4.0.22*1 | FW 7.4.0.22*1 |  |  | FW v6.4.1A |  |  | FW v7.0.1
DS 1000/ DS 2000 (8G FC host) | DS 1012 / DS 2012 | v | v |  |  | v | v |  |  | v*3 | v | v | v | v |  |  |  | v
| DS 1016 / DS 2016 | v | v |  |  | v | v |  |  | v*3 | v | v | v | v |  |  |  | v
| DS 1024 / DS 2024 | v | v |  |  | v | v |  |  | v*3 | v | v | v | v |  |  |  | v
| DS 1024B / DS 2024B | v | v |  |  | v | v |  |  | v*3 | v | v | v | v |  |  |  | v
DS 1000/ DS 2000 (16G FC host) | DS 1012 / DS 2012 |  |  |  | v |  |  |  | v | v*3 | v | [5 empty] | v
| DS 1016 / DS 2016 |  |  |  | v |  |  |  | v | v*3 | v | [5 empty] | v
| DS 1024 / DS 2024 |  |  |  | v |  |  |  | v | v*3 | v | [5 empty] | v
| DS 1024B / DS 2024B |  |  |  | v |  |  |  | v | v*3 | v | [5 empty] | v
DS 3000 (8G FC host) | DS 3012 | v | v |  |  | v | v |  |  | v*2 | v | v | v | v |  |  |  | v
| DS 3016 | v | v |  |  | v | v |  |  | v*2 | v | v | v | v |  |  |  | v
| DS 3024 | v | v |  |  | v | v |  |  | v*2 | v | v | v | v |  |  |  | v
| DS 3024B | v | v |  |  | v | v |  |  | v*2 | v | v | v | v |  |  |  | v
| DS 3048 | v | v |  |  | v | v |  |  | v*2 | v | v | v | v |  |  |  | v
| DS 3060 | v | v |  |  | v | v |  |  | v*2 | v | v | v | v |  |  |  | v
DS 3000 (16G FC host) | DS 3012 |  |  |  | v |  |  |  | v |  | v | [5 empty] | v
| DS 3016 |  |  |  | v |  |  |  | v |  | v | [5 empty] | v
| DS 3024 |  |  |  | v |  |  |  | v |  | v | [5 empty] | v
| DS 3024B |  |  |  | v |  |  |  | v |  | v | [5 empty] | v
| DS 3048 |  |  |  | v |  |  |  | v |  | v | [5 empty] | v
| DS 3060 |  |  |  | v |  |  |  | v |  | v | [5 empty] | v
DS 4000 (8G FC host) | DS 4016 | v | v |  |  | v | v |  |  |  | v | v | v | v |  |  |  | v
| DS 4024B | v | v |  |  | v | v |  |  |  | v | v | v | v |  |  |  | v
DS 4000 (16G FC host) | DS 4016 |  |  |  | v |  |  |  | v |  | v | [5 empty] | v
| DS 4024B |  |  |  | v |  |  |  | v |  | v | [5 empty] | v
Fibre to SAS | DS S12F-R2840-4 | v | v |  |  | v | v |  |  |  |  | v | v | v |  |  |  | v
| DS S12F-G2840-4 | v | v |  |  | v | v |  |  |  |  | v | v | v |  |  |  | v
| DS S12F-R2840N | v | v |  |  | v | v |  |  |  |  | v | v | v |  |  |  | v
| DS S12F-S2840N | v | v |  |  | v | v |  |  |  |  | v | v | v |  |  |  | v
| DS S12F-R2850 | v | v |  |  | v | v |  |  |  |  | v | v | v |  |  |  | v
| DS S12F-G2850 | v | v |  |  | v | v |  |  |  |  | v | v | v |  |  |  | v
| DS S16F-R2840-4 | v | v |  |  | v | v |  |  |  |  | v | v | v |  |  |  | v
| DS S16F-G2840-4 | v | v |  |  | v | v |  |  |  |  | v | v | v |  |  |  | v
| DS S16F-R2842-6 | v | v |  |  | v | v |  |  |  |  | v | v | v |  |  |  | v
| DS S16F-G2842-6 | v | v |  |  | v | v |  |  |  |  | v | v | v |  |  |  | v
| DS S16F-R2850 | v | v |  |  | v | v |  |  |  |  | v | v | v |  |  |  | v
| DS S16F-G2850 | v | v |  |  | v | v |  |  |  |  | v | v | v |  |  |  | v
| DS S24F-R2840-4 | v | v |  |  | v | v |  |  |  |  | v | v | v |  |  |  | v
| DS S24F-G2840-4 | v | v |  |  | v | v |  |  |  |  | v | v | v |  |  |  | v
| DS S24F-R2850 | v | v |  |  | v | v |  |  |  |  | v | v | v |  |  |  | v
| DS S24F-G2850 | v | v |  |  | v | v |  |  |  |  | v | v | v |  |  |  | v
| DS S48F-R2842-6 | v | v |  |  | v | v |  |  |  |  | v | v | v |  |  |  | v
| DS S48F-G2842-6 | v | v |  |  | v | v |  |  |  |  | v | v | v |  |  |  | v
2.5" Fibre to SAS | DS B12F-R2840-4 | v | v |  |  | v | v |  |  |  |  | v | v | v |  |  |  | v
| DS B24F-R2842-6 | v | v |  |  | v | v |  |  |  |  | v | v | v |  |  |  | v
| DS B24F-G2842-6 | v | v |  |  | v | v |  |  |  |  | v | v | v |  |  |  | v
Note:
*1. If using firmware version later than FW7.4.0.22, please set FC topology as "point-to-point".
*2. F/W version later than 5.11i24
*3. F/W version later than 5.11O09
IMPORTANT:
All results are based on the latest product(s) compatibility test report(s) and new devices test results; therefore, support results may be vary from the previous Compatibility Matrix versions. Please refer to the latest product compatibility test reports for detailed information.
DISCLAIMER
1. This test report is for internal use and reference purpose only, and its accuracy, completeness and reliability are not guaranteed.
2. Infortrend assumes no responsibility for the use of the information provided.
3. The information in this report is subject to change at any time without notice.
4. The compatibility test may only take a few hours up to a few days. It is not possible to tell the quality or reliability of a 3rd party device from the compatibility test. Infortrend does not hold the responsibility for the quality, reliability or other issue of the device listed above. A device that has been listed with "OK" status, only means it can work with our product with the tested configuration, at the time when we tested it.
EOL | DS S12F-G1433 | v | v | v |  |  | v | v | [6 empty] | v | v
| DS B12F-R1430 | v | v | v |  | v | v | v | [6 empty] | v | v
| DS B12F-G1431 | v | v | v |  | v | v | v | [6 empty] | v | v
| DS F16F-R4031 | v | v | v |  |  | v | v | [7 empty] | v
| DS F16F-S4031 | v | v | v |  |  | v | v | [7 empty] | v
| DS FF-R4031 | v | v | v |  |  | v | v | [7 empty] | v
| DS FF-S4031 | v | v | v |  |  | v | v | [7 empty] | v
| DS F16F-R4840 | v | v |  |  | v | v |  |  |  |  | v | v | v |  |  |  | v
| DS F16F-S4840 | v | v |  |  | v | v |  |  |  |  | v | v | v |  |  |  | v
| DS S12F-R1440 | v | v | v |  | v | v | v |  |  |  | v | v |  | v | v
| DS S12F-G1440 | v | v | v |  | v | v | v |  |  |  | v | v |  | v | v
| DS S12F-R1840-4 | v | v | v |  | v | v | v |  |  |  | v | v | v | v | v |  | v
| DS S12F-G1842-4 | v | v | v |  | v | v | v |  |  |  | v | v | v | v | v |  | v
| DS S16F-R1440 | v | v | v |  | v | v | v |  |  |  | v | v |  | v | v
| DS S16F-G1440 | v | v | v |  | v | v | v |  |  |  | v | v |  | v | v
| DS S16F-R1840-4 | v | v | v |  | v | v | v |  |  |  | v | v | v | v | v |  | v
| DS S16F-G1840-4 | v | v | v |  | v | v | v |  |  |  | v | v | v | v | v |  | v
| DS S24F-R1440 | v | v | v |  | v | v | v |  |  |  | v | v |  | v | v
| DS S24F-G1440 | v | v | v |  | v | v | v |  |  |  | v | v |  | v | v
| DS S24F-R1840-4 | v | v | v |  | v | v | v |  |  |  | v | v | v | v | v |  | v
| DS S24F-G1840-4 | v | v | v |  | v | v | v |  |  |  | v | v | v | v | v |  | v
| DS B24F-R2840-4 | v | v |  |  | v | v |  |  |  |  | v | v | v |  |  |  | v
| DS B24F-G2840-4 | v | v |  |  | v | v |  |  |  |  | v | v | v |  |  |  | v
| DS S12F-R2651 | v | v |  | v |  | v |  | v |  | v |  | v | v |  |  | v | v
| DS S12F-G2651 | v | v |  | v |  | v |  | v |  | v |  | v | v |  |  | v | v
| DS S16F-R2852-6 | v | v |  |  | v | v |  |  |  |  | v | v | v |  |  |  | v
| DS S16F-G2852-6 | v | v |  |  | v | v |  |  |  |  | v | v | v |  |  |  | v
| DS S16F-R2651 | v | v |  | v |  | v |  | v |  | v |  | v | v |  |  | v | v
| DS S16F-G2651 | v | v |  | v |  | v |  | v |  | v |  | v | v |  |  | v | v
| DS S16F-R2652-4 | v | v |  | v |  | v |  | v |  | v |  | v | v |  |  | v | v
| DS S16F-G2652-4 | v | v |  | v |  | v |  | v |  | v |  | v | v |  |  | v | v
| DS S24F-R2651 | v | v |  | v |  | v |  | v |  | v |  | v | v |  |  | v | v
| DS S24F-G2651 | v | v |  | v |  | v |  | v |  | v |  | v | v |  |  | v | v
| DS S48F-R2852-6 | v | v |  |  |  | v |  |  |  |  | v | v | v |  |  |  | v
| DS S48F-G2852-6 | v | v |  |  |  | v |  |  |  |  | v | v | v |  |  |  | v
| DS S48F-R2652-4 | v | v |  | v |  | v |  | v |  | v |  | v | v |  |  | v | v
| DS S48F-G2652-4 | v | v |  | v |  | v |  | v |  | v |  | v | v |  |  | v | v
| DS B12F-G2840-4 | v | v |  |  | v | v |  |  |  |  | v | v | v |  |  |  | v
| DS S12F-G2851 | v | v |  |  | v | v |  |  |  |  | v | v | v |  |  |  | v
| DS S12F-R2851 | v | v |  |  | v | v |  |  |  |  | v | v | v |  |  |  | v
| DS B24F-G2852-6 | v | v |  |  |  | v |  |  |  |  | v | v | v |  |  |  | v
| DS B24F-R2852-6 | v | v |  |  |  | v |  |  |  |  | v | v | v |  |  |  | v
| DS B24F-G2652-4 | v | v |  | v |  | v |  | v |  | v |  | v | v |  |  | v | v
| DS B24F-R2652-4 | v | v |  | v |  | v |  | v |  | v |  | v | v |  |  | v | v
| DS B24F-G2849-4 | v | v |  |  |  | v |  |  |  |  | v | v | v |  |  |  | v
| DS B24F-R2849-4 | v | v |  |  |  | v |  |  |  |  | v | v | v |  |  |  | v
| DS S16F-G2851 | v | v |  |  | v | v |  |  |  |  | v | v | v |  |  |  | v
| DS S16F-R2851 | v | v |  |  | v | v |  |  |  |  | v | v | v |  |  |  | v
| DS S24F-G2851 | v | v |  |  | v | v |  |  |  |  | v | v | v |  |  |  | v
| DS S24F-R2851 | v | v |  |  | v | v |  |  |  |  | v | v | v |  |  |  | v

## FC HBA
FC HBA*3 | Vendor | Qlogic |  | Emulex |  |  |  | ATTO | [5 empty] | ATTO |  | Brocade |  |  |  | LSI |  |  |  | Apple | Emulex | [6 empty] | Qlogic
| I/O | FC16G |  | FC16G |  | FC8G |  | FC16G |  | FC8G |  | FC4G |  | FC8G to Thunderbolt | FC16G to Thunderbolt 2 | FC16G |  | FC8G |  | FC4G |  |  |  | FC4G | FC4G | [6 empty] | FC8G |  | FC4G
| PCI I/F | PCI-E 3.0 |  | PCI-E 3.0 |  | PCI-Ex4 2.0 |  | PCI-E 3.0 |  | PCI-Ex8 1.0 |  | PCI-Ex4 1.0 | PCI-X 1.0 | - | - | PCI-Ex 2.0 |  | PCI-Ex 2.0 |  | PCI-Ex4 1.0 |  | PCI-X 1.0 |  | PCI-Ex 1.0 | PCI-Ex4 1.0 |  |  |  | PCI-X 2.0 |  |  | PCI-Ex4 2.0 |  | PCI-Ex4 1.0 | PCI-X 2.0
| Port | 2 | 1 | 2 | 1 | 2 | 1 | 2 | 1 | 2 | 1 | 2 | 2 | 2 | 2 | 1 | 2 | 1 | 2 | 2 | 1 | 2 | 1 | 2 | 2 | 1 | 1 | 1 | 1 | 2 | 1 | 2 | 1 | 1 | 2
| Model | QLE2672 | QLE2670 | LPe16002B | LPe16000B | LPe12002 | LPe12000 | FC-162E | FC-161E | FC-82EN | FC-81EN | FC-42ES | FC-42XS | ThunderLink FC 1082 | ThunderLink FC 2162 | Brocade 1860-1F | Brocade 1860-2F | 815 | 825 | 7204EP-LC | 7104EP-LC | 7204XP-LC | 7104XP-LC | Apple Dual-Channel 4Gb Fibre Channel PCI Express Card | LPe11002 | LPe11000 | LPe1150 | LPe111-E | LP1150 | LP11002 | LP11000 | QLE2562 | QLE2560 | QLE2460 | QLA2462
| Major OS supported | Windows Server 2008 Windows Server 2012 | Windows Server 2008 Windows Server 2012 | Windows Server 2008 Windows Server 2012 | Windows Server 2008 Windows Server 2012 | Windows Server 2008 Windows 7 SP1*1 Windows Server 2012 | Windows Server 2008 Windows 7 SP1*1 Windows Server 2012 | Windows Server 2012 Windows 8.1 | Windows Server 2012 Windows 8.1 | Windows Server 2012 Windows 8.1 | Windows Server 2012 Windows 8.1 | - | - | Windows Server 2012 Windows 8.1 | Windows Server 2012 Windows 8.1 | Windows Server 2008 Windows Server 2012 |  | Windows Server 2008 Windows 7 SP1 |  | Windows Server 2008 | Windows Server 2003 | Windows Server 2003 | Windows Server 2003 | - | Windows Server 2008 | Windows Server 2003 | Windows Server 2003 | Windows Server 2003 | Windows Server 2003 | Windows Server 2003 | Windows Server 2003 | Windows Server 2008 Windows 7 SP1*1 Windows Server 2012 | Windows Server 2008 Windows 7 SP1*1 Windows Server 2012 | Windows Server 2008 Windows 7 SP1*1 | Windows Server 2003
|  | Linux | Linux | Linux | Linux | Linux | Linux | Linux | Linux | Linux | Linux | - | - | - | - | Linux | Linux | - |  | Linux | Linux | Linux | Linux | - | Linux | Linux | Linux | Linux | Linux | Linux | Linux | Linux | Linux | Linux | Linux
|  | Solaris 10 | Solaris 10 | Solaris 10 | Solaris 10 | - | - | Mac OS X 10.7 Mac OS X 10.9 | Mac OS 10.7 Mac OS 10.9 | Mac OS X v10.6/10.7/10.9 | Mac OS X v10.6/10.7/10.9 | Mac OS X v10.5/v10.7 | Mac OS X v10.4 | Mac OS X v10.9 | Mac OS X v10.9 | Solaris 10 | Solaris 10 | Solaris 10 |  | Mac OS x v 10.7 | - | - | - | Mac OS X 10.5 | - | - | - | - | - | - | - | Solaris 10 | Solaris 10 | - | -
| Note | BIOS: 3.27 FW: 7.04.01 Windows driver: 9.1.12.21 |  | BIOS/FW: 10.2.470.14 Windows driver: 2.370.8 |  | BIOS/FW: 2.01a12 Windows driver: 2.370.8 |  | MacOS: [MP Director Driver: 1.32MP]; Windows: [Standard Driver: 1.15; MP Director SW: 1.61]; Flash Bundle : 2014_08_14; ConfigTool : 4.17 |  | MacOS: [MP Director Driver: 2.41MP]; Windows: [Standard Driver: 1.70; MP Director SW: 1.61]; Flash Bundle : 2014_08_22; ConfigTool : 4.17 |  |  |  |  | MacOS: [MP Director Driver: 1.07MP]; Windows: [Standard Driver: 1.05; MP Director SW: 1.61]; Flash Bundle : 2014_08_29; ConfigTool : 4.17 | BIOS/FW: 3.2.5.0 Windows driver: 3.2.5.0 (Not support OS Boots from RAID) |  | BIOS/FW: 3.2.5.0 Windows driver: 3.2.5.0 (SAN only) | [13 empty] | BIOS: 3.27 FW: 7.04.00 Windows driver: 9.1.12.21 (Loop Only )
| Infotrend FRU P/N | BH1QGF311 | BH1QGF310 | BH1EMF311 | BH1EMF310 | BH1EMF211 | BH1EMF210 | [17 empty] | BH1EMF111 | BH1EMF110 | [5 empty] | BH1QGF210 | BH1QGF211
DS 1000/ DS 2000 (8G FC) | DS 1012 / DS 2012 |  |  |  |  | v *2 | v *2 |  |  | v | v |  |  |  | v |  |  | v | v | [12 empty] | v | v
| DS 1016 / DS 2016 |  |  |  |  | v *2 | v *2 |  |  | v | v |  |  |  | v |  |  | v | v | [12 empty] | v | v
| DS 1024 / DS 2024 |  |  |  |  | v *2 | v *2 |  |  | v | v |  |  |  | v |  |  | v | v | [12 empty] | v | v
| DS 1024B / DS 2024B |  |  |  |  | v *2 | v *2 |  |  | v | v |  |  |  | v |  |  | v | v | [12 empty] | v | v
DS 1000/ DS 2000 (16G FC) | DS 1012 / DS 2012 | v | v | v | v | v *2 | v *2 | v | v | v | v |  |  |  | v | v | v | v | v | [12 empty] | v | v
| DS 1016 / DS 2016 | v | v | v | v | v *2 | v *2 | v | v | v | v |  |  |  | v | v | v | v | v | [12 empty] | v | v
| DS 1024 / DS 2024 | v | v | v | v | v *2 | v *2 | v | v | v | v |  |  |  | v | v | v | v | v | [12 empty] | v | v
| DS 1024B / DS 2024B | v | v | v | v | v *2 | v *2 | v | v | v | v |  |  |  | v | v | v | v | v | [12 empty] | v | v
DS 3000 (8G FC) | DS 3012 |  |  |  |  | v *2 | v *2 |  |  | v | v |  |  | v | v |  |  | v | v | [12 empty] | v | v
| DS 3016 |  |  |  |  | v *2 | v *2 |  |  | v | v |  |  | v | v |  |  | v | v | [12 empty] | v | v
| DS 3024 |  |  |  |  | v *2 | v *2 |  |  | v | v |  |  | v | v |  |  | v | v | [12 empty] | v | v
| DS 3024B |  |  |  |  | v *2 | v *2 |  |  | v | v |  |  | v | v |  |  | v | v | [12 empty] | v | v
| DS 3048 |  |  |  |  | v *2 | v *2 |  |  | v | v |  |  | v | v |  |  | v | v | [12 empty] | v | v
| DS 3060 |  |  |  |  | v *2 | v *2 |  |  | v | v |  |  | v | v |  |  | v | v | [12 empty] | v | v
DS 3000 (16G FC) | DS 3012 | v | v | v | v | v *2 | v *2 | v | v | v | v |  |  |  | v | v | v | v | v | [12 empty] | v | v
| DS 3016 | v | v | v | v | v *2 | v *2 | v | v | v | v |  |  |  | v | v | v | v | v | [12 empty] | v | v
| DS 3024 | v | v | v | v | v *2 | v *2 | v | v | v | v |  |  |  | v | v | v | v | v | [12 empty] | v | v
| DS 3024B | v | v | v | v | v *2 | v *2 | v | v | v | v |  |  |  | v | v | v | v | v | [12 empty] | v | v
| DS 3048 | v | v | v | v | v *2 | v *2 | v | v | v | v |  |  |  | v | v | v | v | v | [12 empty] | v | v
| DS 3060 | v | v | v | v | v *2 | v *2 | v | v | v | v |  |  |  | v | v | v | v | v | [12 empty] | v | v
DS 4000 (8G FC) | DS 4016 |  |  |  |  | v *2 | v *2 |  |  | v | v |  |  | v |  |  |  | v | v
| DS 4024B |  |  |  |  | v *2 | v *2 |  |  | v | v |  |  | v |  |  |  | v | v
DS 4000 (16G FC) | DS 4016 | v | v | v | v | v *2 | v *2 | v | v | v | v |  |  |  | v | v | v | v | v | [12 empty] | v | v
| DS 4024B | v | v | v | v | v *2 | v *2 | v | v | v | v |  |  |  | v | v | v | v | v | [12 empty] | v | v
Fibre to 3.5" SAS | DS S12F-R2840-4 |  |  |  |  | v *2 | v *2 |  |  | v | v |  |  | v |  |  |  | v | v | [12 empty] | v | v
| DS S12F-G2840-4 |  |  |  |  | v *2 | v *2 |  |  | v | v |  |  | v |  |  |  | v | v | [12 empty] | v | v
| DS S12F-R2840N |  |  |  |  | v *2 | v *2 |  |  | v | v |  |  | v |  |  |  | v | v | [12 empty] | v | v
| DS S12F-S2840N |  |  |  |  | v *2 | v *2 |  |  | v | v |  |  | v |  |  |  | v | v | [12 empty] | v | v
| DS S12F-R2850 |  |  |  |  | v *2 | v *2 |  |  | v | v |  |  | v |  |  |  | v | v | [12 empty] | v | v
| DS S12F-G2850 |  |  |  |  | v *2 | v *2 |  |  | v | v |  |  | v |  |  |  | v | v | [12 empty] | v | v
| DS S16F-R2840-4 |  |  |  |  | v *2 | v *2 |  |  | v | v |  |  | v |  |  |  | v | v | [12 empty] | v | v
| DS S16F-G2840-4 |  |  |  |  | v *2 | v *2 |  |  | v | v |  |  | v |  |  |  | v | v | [12 empty] | v | v
| DS S16F-R2842-6 |  |  |  |  | v *2 | v *2 |  |  | v | v |  |  | v |  |  |  | v | v | [12 empty] | v | v
| DS S16F-G2842-6 |  |  |  |  | v *2 | v *2 |  |  | v | v |  |  | v |  |  |  | v | v | [12 empty] | v | v
| DS S16F-R2850 |  |  |  |  | v *2 | v *2 |  |  | v | v |  |  | v |  |  |  | v | v | [12 empty] | v | v
| DS S16F-G2850 |  |  |  |  | v *2 | v *2 |  |  | v | v |  |  | v |  |  |  | v | v | [12 empty] | v | v
| DS S24F-R2840-4 |  |  |  |  | v *2 | v *2 |  |  | v | v |  |  | v |  |  |  | v | v | [12 empty] | v | v
| DS S24F-G2840-4 |  |  |  |  | v *2 | v *2 |  |  | v | v |  |  | v |  |  |  | v | v | [12 empty] | v | v
| DS S24F-R2850 |  |  |  |  | v *2 | v *2 |  |  | v | v |  |  | v |  |  |  | v | v | [12 empty] | v | v
| DS S24F-G2850 |  |  |  |  | v *2 | v *2 |  |  | v | v |  |  | v |  |  |  | v | v | [12 empty] | v | v
| DS S48F-R2842-6 |  |  |  |  | v *2 | v *2 |  |  | v | v |  |  | v |  |  |  | v | v | [12 empty] | v | v
| DS S48F-G2842-6 |  |  |  |  | v *2 | v *2 |  |  | v | v |  |  | v |  |  |  | v | v | [12 empty] | v | v
Fibre to 2.5" SAS | DS B12F-R2840-4 |  |  |  |  | v *2 | v *2 |  |  | v | v |  |  | v |  |  |  | v | v | [12 empty] | v | v
| DS B24F-R2842-6 |  |  |  |  | v *2 | v *2 |  |  | v | v |  |  | v |  |  |  | v | v | [12 empty] | v | v
| DS B24F-G2842-6 |  |  |  |  | v *2 | v *2 |  |  | v | v |  |  | v |  |  |  | v | v | [12 empty] | v | v
Note:
*1: Driver: Windows 7 native HBA driver
*2: Not support boot from SAN
*3: All listed HBA cards above are tested with following Infortrend cables on DS models::
- 9270CFCCab01: Optical FC cable, LC-LC, MM-62.5/125, Duplex, LSZH, O.D.=1.8mm*2, 1 Meter
- 9270CFCCab02: Optical FC cable, LC-LC, MM-62.5/125, Duplex, LSZH, O.D.=1.8mm*2, 5 Meters
- 9270CFCCab03: Optical FC cable, LC-LC, MM-62.5/125, Duplex, LSZH, O.D.=1.8mm*2, 10 Meters
IMPORTANT:
All results are based on the latest product(s) compatibility test report(s) and new devices test results; therefore, support results may be vary from the previous Compatibility Matrix versions. Please refer to the latest product compatibility test reports for detailed information.
DISCLAIMER
1. This test report is for internal use and reference purpose only, and its accuracy, completeness and reliability are not guaranteed.
2. Infortrend assumes no responsibility for the use of the information provided.
3. The information in this report is subject to change at any time without notice.
4. The compatibility test may only take a few hours up to a few days. It is not possible to tell the quality or reliability of a 3rd party device from the compatibility test. Infortrend does not hold the responsibility for the quality, reliability or other issue of the device listed above. A device that has been listed with "OK" status, only means it can work with our product with the tested configuration, at the time when we tested it.
EOL | DS B12F-R1430 | [10 empty] | v | v |  |  |  |  | v | v |  | v |  |  |  | v |  | v | v | v | v | v |  |  | v | v
| DS B12F-G1431 | [10 empty] | v | v |  |  |  |  | v | v |  | v |  |  |  | v |  | v | v | v | v | v |  |  | v | v
| DS S12F-G1433 | [10 empty] | v | v | [6 empty] | v |  |  |  |  | v | v | v | v | v | v | v |  |  | v | v
| DS F16F-R4031 | [10 empty] | v | v |  |  |  |  | v | v | v |  |  |  |  | v | v | v | v | v | v | v |  |  | v | v
| DS F16F-S4031 | [10 empty] | v | v |  |  |  |  | v | v | v |  |  |  |  | v | v | v | v | v | v | v |  |  | v | v
| DS FF-R4031 | [10 empty] | v | v |  |  |  |  | v | v | v |  |  |  |  | v | v | v | v | v | v | v |  |  | v | v
| DS FF-S4031 | [10 empty] | v | v |  |  |  |  | v | v | v |  |  |  |  | v | v | v | v | v | v | v |  |  | v | v
| DS F16F-R4840 |  |  |  |  | v *2 | v *2 | [10 empty] | v | v | [12 empty] | v | v
| DS F16F-S4840 |  |  |  |  | v *2 | v *2 | [10 empty] | v | v | [12 empty] | v | v
| DS S12F-R1440 | [10 empty] | v | v |  |  |  |  | v | v | v |  |  |  |  | v | v | v | v | v | v | v |  |  | v | v
| DS S12F-G1440 | [10 empty] | v | v |  |  |  |  | v | v | v |  |  |  |  | v | v | v | v | v | v | v |  |  | v | v
| DS S12F-R1840-4 |  |  |  |  | v *2 | v *2 |  |  | v | v | v | v |  |  |  |  | v | v | v |  |  |  |  | v | v | v | v | v | v | v | v | v | v | v
| DS S12F-G1842-4 |  |  |  |  | v *2 | v *2 |  |  | v | v | v | v |  |  |  |  | v | v | v |  |  |  |  | v | v | v | v | v | v | v | v | v | v | v
| DS S16F-R1440 | [10 empty] | v | v |  |  |  |  | v | v | v |  |  |  |  | v | v | v | v | v | v | v |  |  | v | v
| DS S16F-G1440 | [10 empty] | v | v |  |  |  |  | v | v | v |  |  |  |  | v | v | v | v | v | v | v |  |  | v | v
| DS S16F-R1840-4 |  |  |  |  | v *2 | v *2 |  |  | v | v | v | v |  |  |  |  | v | v | v |  |  |  |  | v | v | v | v | v | v | v | v | v | v | v
| DS S16F-G1840-4 |  |  |  |  | v *2 | v *2 |  |  | v | v | v | v |  |  |  |  | v | v | v |  |  |  |  | v | v | v | v | v | v | v | v | v | v | v
| DS S24F-R1440 | [10 empty] | v | v |  |  |  |  | v | v | v |  |  |  |  | v | v | v | v | v | v | v |  |  | v | v
| DS S24F-G1440 | [10 empty] | v | v |  |  |  |  | v | v | v |  |  |  |  | v | v | v | v | v | v | v |  |  | v | v
| DS S24F-R1840-4 |  |  |  |  | v *2 | v *2 |  |  | v | v | v | v |  |  |  |  | v | v | v |  |  |  |  | v | v | v | v | v | v | v | v | v | v | v
| DS S24F-G1840-4 |  |  |  |  | v *2 | v *2 |  |  | v | v | v | v |  |  |  |  | v | v | v |  |  |  |  | v | v | v | v | v | v | v | v | v | v | v
| DS B24F-R2840-4 |  |  |  |  | v *2 | v *2 |  |  | v | v | [6 empty] | v | v | [12 empty] | v | v
| DS B24F-G2840-4 |  |  |  |  | v *2 | v *2 |  |  | v | v | [6 empty] | v | v | [12 empty] | v | v
| DS S12F-R2651 | v | v | v | v | v *2 | v *2 | v | v | v | v |  |  |  |  | v | v | v | v | [12 empty] | v | v
| DS S12F-G2651 | v | v | v | v | v *2 | v *2 | v | v | v | v |  |  |  |  | v | v | v | v | [12 empty] | v | v
| DS S16F-R2852-6 |  |  |  |  | v *2 | v *2 |  |  | v | v |  |  | v |  |  |  | v | v | [12 empty] | v | v
| DS S16F-G2852-6 |  |  |  |  | v *2 | v *2 |  |  | v | v |  |  | v |  |  |  | v | v | [12 empty] | v | v
| DS S16F-R2651 | v | v | v | v | v *2 | v *2 | v | v | v | v |  |  |  |  | v | v | v | v | [12 empty] | v | v
| DS S16F-G2651 | v | v | v | v | v *2 | v *2 | v | v | v | v |  |  |  |  | v | v | v | v | [12 empty] | v | v
| DS S16F-R2652-4 | v | v | v | v | v *2 | v *2 | v | v | v | v |  |  |  |  | v | v | v | v | [12 empty] | v | v
| DS S16F-G2652-4 | v | v | v | v | v *2 | v *2 | v | v | v | v |  |  |  |  | v | v | v | v | [12 empty] | v | v
| DS S24F-R2651 | v | v |  |  | v *2 | v *2 | v | v | v | v |  |  |  |  | v | v | v | v | [12 empty] | v | v
| DS S24F-G2651 | v | v |  |  | v *2 | v *2 | v | v | v | v |  |  |  |  | v | v | v | v | [12 empty] | v | v
| DS S48F-R2852-6 |  |  |  |  | v *2 | v *2 |  |  | v | v |  |  | v |  |  |  | v | v | [12 empty] | v | v
| DS S48F-G2852-4 |  |  |  |  | v *2 | v *2 |  |  | v | v |  |  | v |  |  |  | v | v | [12 empty] | v | v
| DS S48F-R2652-4 | v | v | v | v | v *2 | v *2 | v | v | v | v |  |  |  |  | v | v | v | v | [12 empty] | v | v
| DS S48F-G2652-4 | v | v | v | v | v *2 | v *2 | v | v | v | v |  |  |  |  | v | v | v | v | [12 empty] | v | v
| DS B12F-G2840-4 |  |  |  |  | v *2 | v *2 |  |  | v | v |  |  | v |  |  |  | v | v | [12 empty] | v | v
| DS S12F-G2851 |  |  |  |  | v *2 | v *2 |  |  | v | v |  |  | v |  |  |  | v | v | [12 empty] | v | v
| DS S12F-R2851 |  |  |  |  | v *2 | v *2 |  |  | v | v |  |  | v |  |  |  | v | v | [12 empty] | v | v
| DS B24F-G2852-6 |  |  |  |  | v *2 | v *2 |  |  | v | v |  |  | v |  |  |  | v | v | [12 empty] | v | v
| DS B24F-R2852-6 |  |  |  |  | v *2 | v *2 |  |  | v | v |  |  | v |  |  |  | v | v | [12 empty] | v | v
| DS B24F-G2652-4 | v | v | v | v | v *2 | v *2 | v | v | v | v | [6 empty] | v | v | [12 empty] | v | v
| DS B24F-R2652-4 | v | v | v | v | v *2 | v *2 | v | v | v | v | [6 empty] | v | v | [12 empty] | v | v
| DS B24F-G2849-4 |  |  |  |  | v *2 | v *2 |  |  | v | v |  |  | v |  |  |  | v | v | [12 empty] | v | v
| DS B24F-R2849-4 |  |  |  |  | v *2 | v *2 |  |  | v | v |  |  | v |  |  |  | v | v | [12 empty] | v | v
| DS S16F-G2851 |  |  |  |  | v *2 | v *2 |  |  | v | v |  |  | v |  |  |  | v | v | [12 empty] | v | v
| DS S16F-R2851 |  |  |  |  | v *2 | v *2 |  |  | v | v |  |  | v |  |  |  | v | v | [12 empty] | v | v
| DS S24F-G2851 |  |  |  |  | v *2 | v *2 |  |  | v | v |  |  | v |  |  |  | v | v | [12 empty] | v | v
| DS S24F-R2851 |  |  |  |  | v *2 | v *2 |  |  | v | v |  |  | v |  |  |  | v | v | [12 empty] | v | v

## Ethernet SW&SFP+
Ethernet Switch & SFP+ | Vendor | D-Link | LinkSys | SMC | 3COM |  |  | HP(3COM) |  | Cisco |  | ARISTA |  | Allied Telesis |  |  | Netgear |  | Juniper |  | BLADE | Supermicro | AVAGO
|  | S/W | S/W | S/W | S/W |  |  |  |  | S/W |  | S/W |  | S/W | S/W | S/W | S/W |  | S/W | S/W | S/W | S/W | SFP+
| I/O | Ethernet1G | Ethernet1G | Ethernet1G | Ethernet1G |  |  |  |  | Ethernet1G |  | Ethernet10G |  | Ethernet10G | Ethernet10G | Ethernet10G | Ethernet10G |  | Ethernet10G | Ethernet10G | Ethernet10G | Ethernet10G | Ethernet10G
| Port | 24 | 24 | 24 | 24 | 48 | 48 | 24 | 48 | 24 |  | 24 | 32 | 4 | 2*3 | 4*3 | 8 |  | 24 | 48 | 24 | 24 | -
| Model | DGS-1224T | SRW2024 | TiggerSwitch 8624T | Baseline SW2924-SFP | Baseline SW2948 | Baseline SW2952-SFP+ | V1910-24G | V1910-48G | Catalyst 2960 | Catalyst 2960-S WS-C2960S-24TS-L (support QoS) WS-C2960S-24TS-S | DCS-7124S | 7050T-36 (RJ-45) | AT-x510-28GTX AT-x510-52GTX | AT-x610-24Ts AT-x610-48Ts | AT-x610-24Ts/X AT-x610-48Ts/X | XS708E (RJ-45) | M5300 series (M5300-52G / GSM7252S) | EX3300-24T | EX3300-48T | G8124 | SSE-X24S | AFBR-709SMZ | AFBR-703SDZ
| Note | Jumbo Frame | Jumbo Frame | [13 empty] | F/W: 1.00.06 XS708E can't enable trunking with Infortrend system*4 |  |  |  | F/W: v5.0.1.0 | F/W: v1.01
| Infortrend FRU P/N | [21 empty] | 9370CSFP10G
ESDS 1000/ ESDS 2000 (1G iSCSI) | ESDS 1012 / ESDS 2012 | v | v | v | v | v | v | v | v | v | v | [7 empty] | v | v
| ESDS 1016 / ESDS 2016 | v | v | v | v | v | v | v | v | v | v | [7 empty] | v | v
| ESDS 1024 / ESDS 2024 | v | v | v | v | v | v | v | v | v | v | [7 empty] | v | v
| ESDS 1024B / ESDS 2024B | v | v | v | v | v | v | v | v | v | v | [7 empty] | v | v
ESDS 1000/ ESDS 2000 (10G iSCSI SFP+) | ESDS 1012 / ESDS 2012 | [10 empty] | v | [5 empty] | v | v | v | v | v | v | v
| ESDS 1016 / ESDS 2016 | [10 empty] | v | [5 empty] | v | v | v | v | v | v | v
| ESDS 1024 / ESDS 2024 | [10 empty] | v | [5 empty] | v | v | v | v | v | v | v
| ESDS 1024B / ESDS 2024B | [10 empty] | v | [5 empty] | v | v | v | v | v | v | v
ESDS 1000/ ESDS 2000 (10G iSCSI RJ-45) | ESDS 1012 / ESDS 2012 | [11 empty] | v |  |  |  | v
| ESDS 1016 / ESDS 2016 | [11 empty] | v |  |  |  | v
| ESDS 1024 / ESDS 2024 | [11 empty] | v |  |  |  | v
| ESDS 1024B / ESDS 2024B | [11 empty] | v |  |  |  | v
ESDS 3000 (1G iSCSI) | ESDS 3012 | v | v | v | v | v | v | v | v | v | v
| ESDS 3016 | v | v | v | v | v | v | v | v | v | v
| ESDS 3024 | v | v | v | v | v | v | v | v | v | v
| ESDS 3024B | v | v | v | v | v | v | v | v | v | v
| ESDS 3048 | v | v | v | v | v | v | v | v | v | v
| ESDS 3060 | v | v | v | v | v | v | v | v | v | v
ESDS 3000 (10G iSCSI SFP+) | ESDS 3012 | [10 empty] | v |  | v | v | v |  | v | v*2 | v*2 | v | v | v | v
| ESDS 3016 | [10 empty] | v |  | v | v | v |  | v | v*2 | v*2 | v | v | v | v
| ESDS 3024 | [10 empty] | v |  | v | v | v |  | v | v*2 | v*2 | v | v | v | v
| ESDS 3024B | [10 empty] | v |  | v | v | v |  | v | v*2 | v*2 | v | v | v | v
| ESDS 3048 | [10 empty] | v |  | v | v | v |  | v | v*2 | v*2 | v | v | v | v
| ESDS 3060 | [10 empty] | v |  | v | v | v |  | v | v*2 | v*2 | v | v | v | v
ESDS 3000 (10G iSCSI RJ-45) | ESDS 3012 | [11 empty] | v |  |  |  | v
| ESDS 3016 | [11 empty] | v |  |  |  | v
| ESDS 3024 | [11 empty] | v |  |  |  | v
| ESDS 3024B | [11 empty] | v |  |  |  | v
| ESDS 3048 | [11 empty] | v |  |  |  | v
| ESDS 3060 | [11 empty] | v |  |  |  | v
ESDS 4000 (10G iSCSI SFP+) | ESDS 4016 | [10 empty] | v |  | v | v | v |  |  | v*2 | v*2 | v | v | v | v
| ESDS 4024B | [10 empty] | v |  | v | v | v |  |  | v*2 | v*2 | v | v | v | v
Fibre to SAS | ESDS S16F-R2842-6 | v | v | v | v | v | v | v | v | v | v
| ESDS S16F-G2842-6 | v | v | v | v | v | v | v | v | v | v
| ESDS S48F-R2842-6 | v | v | v | v | v | v | v | v | v | v
| ESDS S48F-G2842-6 | v | v | v | v | v | v | v | v | v | v
iSCSI to SAS | ESDS S12E-R2140-4 | v | v | v | v | v | v | v | v | v | v
| ESDS S12E-G2140-4 | v | v | v | v | v | v | v | v | v | v
| ESDS S16E-R2142-6 | v | v | v | v | v | v | v | v | v | v
| ESDS S16E-G2142-6 | v | v | v | v | v | v | v | v | v | v
| ESDS S16E-R2240 | [10 empty] | v |  | v | v | v |  |  | v*1 | v*1 | v | v | v | v
| ESDS S16E-G2240 | [10 empty] | v |  | v | v | v |  |  | v*1 | v*1 | v | v | v | v
| ESDS S24E-G2142-6 | v | v | v | v | v | v | v | v | v | v
SAS to SAS | ESDS S16S-R2242-4 | v | v | v | v | v | v | v | v | v | v
| ESDS S16S-G2242-4 | v | v | v | v | v | v | v | v | v | v
Fibre to 2.5" SAS | ESDS B24F-R2842-6 | v | v | v | v | v | v | v | v | v | v
| ESDS B24F-G2842-6 | v | v | v | v | v | v | v | v | v | v
SAS to 2.5" SAS | ESDS B24S-R2242-4 | v | v | v | v | v | v | v | v | v | v
| ESDS B24S-G2242-4 | v | v | v | v | v | v | v | v | v | v
iSCSI to 2.5" SAS | ESDS B12E-R2140-4 |  | v | v |  |  |  | v | v
| ESDS B12E-G2140-4 |  | v | v |  |  |  | v | v
| ESDS B24E-R2142-6 | v | v | v | v | v | v | v | v | v | v
| ESDS B24E-G2142-6 | v | v | v | v | v | v | v | v | v | v
Note:
*1. FW should be 3.89F08 or later, and Media MTU setting should be equal or larger than 1514.
*2: FW should be 5.11I24 or later, and Media MTU setting should be equal or larger than 1514.
*3: with AT-x6EM/XS2 module
*4: XS708E support trunk with LAG type, but DS system support dynamic LACP type only.
IMPORTANT:
All results are based on the latest product(s) compatibility test report(s) and new devices test results; therefore, support results may be vary from the previous Compatibility Matrix versions. Please refer to the latest product compatibility test reports for detailed information.
DISCLAIMER
1. This test report is for internal use and reference purpose only, and its accuracy, completeness and reliability are not guaranteed.
2. Infortrend assumes no responsibility for the use of the information provided.
3. The information in this report is subject to change at any time without notice.
4. The compatibility test may only take a few hours up to a few days. It is not possible to tell the quality or reliability of a 3rd party device from the compatibility test. Infortrend does not hold the responsibility for the quality, reliability or other issue of the device listed above. A device that has been listed with "OK" status, only means it can work with our product with the tested configuration, at the time when we tested it.
EOL | ESDS S12E-R1132 | v | v | v | v
| ESDS S12E-G1133 | v | v | v | v
| ESDS S16E-R1130 | v | v | v | v
| ESDS S16E-G1130 | v | v | v | v
| ESDS S12E-G1140-2 | v | v | v | v | v | v | v | v | v | v
| ESDS S16E-R1140-4 | v | v | v | v | v | v | v | v | v | v
| ESDS S16E-G1140-4 | v | v | v | v | v | v | v | v | v | v
| ESDS S16F-R2852-6 | v | v | v | v | v | v | v | v | v | v
| ESDS S16F-G2852-6 | v | v | v | v | v | v | v | v | v | v
| ESDS S16F-R2652-4 | v | v | v | v | v | v | v | v | v | v
| ESDS S16F-G2652-4 | v | v | v | v | v | v | v | v | v | v
| ESDS S48F-R2852-6 | v | v | v | v | v | v | v | v | v | v
| ESDS S48F-G2852-6 | v | v | v | v | v | v | v | v | v | v
| ESDS S48F-R2652-4 | v | v | v | v | v | v | v | v | v | v
| ESDS S48F-G2652-4 | v | v | v | v | v | v | v | v | v | v
| ESDS B12E-G2140-4 |  | v | v |  |  |  | v | v
| ESDS S12E-G2251 | [10 empty] | v |  | v | v | v |  |  | v*2 | v*2 | v | v | v | v
| ESDS S12E-R2251 | [10 empty] | v |  | v | v | v |  |  | v*2 | v*2 | v | v | v | v
| ESDS S16E-G2251 | [10 empty] | v |  | v | v | v |  |  | v*2 | v*2 | v | v | v | v
| ESDS S16E-R2251 | [10 empty] | v |  | v | v | v |  |  | v*2 | v*2 | v | v | v | v
| ESDS S16E-G2152-6 | v | v | v | v | v | v | v | v | v | v
| ESDS S16E-R2152-6 | v | v | v | v | v | v | v | v | v | v
| ESDS B24F-G2852-6 | v | v | v | v | v | v | v | v | v | v
| ESDS B24F-R2852-6 | v | v | v | v | v | v | v | v | v | v
| ESDS B24F-G2652-4 | v | v | v | v | v | v | v | v | v | v
| ESDS B24F-R2652-4 | v | v | v | v | v | v | v | v | v | v

## iSCSI HBA
iSCSI Host | Vendor | Intel | [8 empty] | Emulex |  |  | Qlogic |  | ATTO |  | NetXen | Qlogic
| Type | NIC | [5 empty] | iSCSI HBA |  |  | iSCSI HBA |  |  | iSCSI HBA | iSCSI HBA & CNA | iSCSI HBA | iSCSI initiator S/W | NIC | iSCSI HBA
| I/O | Ethernet1G | [5 empty] | Ethernet iSCSI 10G |  |  | Ethernet iSCSI 10G |  |  | Ethernet 1G | Ethernet iSCSI 10G | Ethernet iSCSI 10G | iSCSI | Ethernet 10G | Ethernet iSCSI 10G
| PCI I/F | PCI-Ex4 2.0 | PCI-Ex4 2.0 | PCI-Ex4 1.0 |  | PCI-X 1.0 |  | PCI-E 3.0 | PCI-E 2.0 | PCI-E 2.1 | PCI-Ex 2.0 |  | PCI-Ex 2.0 | PCI-Ex4 1.0 | PCI-E 2.0 | PCI-E 2.0 | - | PCI-E 2.0 | PCI-E 2.0
| Port | 4 | 2 | 4 | 2 | 2 | 1 | 2 & 4 | 2 & 1 | 2 & 1 | 2 |  | 2 & 1 | 2 | 2 | 2 | - | 2 | 2
| Model | PRO/1000 ET Quad Port | PRO/1000 ET Dual Port | PRO/1000 PT Quad Port | PRO/1000 PT Dual Port | PRO/1000 MT Dual Port | PRO/1000 MT | X710-DA2/ X710-DA4 | X520-SR2 | X540-T2/X540-T1 (RJ-45) | OCe10102-I | Oce11102-IM | OCe11102-NT (RJ-45) | QLE4062C*1 | QLE8242-SR*2 | FastFrame NS 12 | Xtend SAN iSCSI intinator v3.40 | NX3-20GSR | QLE3142 SR
| Major OS supported | Windows Server 2008 | Windows Server 2008 | Windows Server 2003 | Windows Server 2003 | Windows Server 2003 | Windows Server 2003 | Windows Server 2008 R2 Windows Server 2012 | Windows Server 2003 Windows Server 2012*3 | Windows Server 2008 R2 Windows Server 2012 | Windows Server 2003 Windows Server 2008 Windows Server 2012 | Windows Server 2003 Windows Server 2008 | Windows Server 2008 R2 Windows Server 2012 | Windows Server 2008 | Windows Server 2008 | MAC OS X 10.7 MAC OS X 10.9 |  | Windows Server 2003 Windows Server 2008 | Windows Server 2003 Windows Server 2008
|  | Linux | Linux | Linux | Linux | Linux | Linux | Linux | Linux |  | Linux | Linux |  | Linux | Linux | - | - | Linux | -
|  | - | - | - | Mac OS X v10.4 | - | - |  | - |  | - | - |  | - | - | - | - | - | -
| Note | [7 empty] | Windows driver: 19.5 | Windows driver: 19.5 | BIOS/FW: 10.0.803.31 Windows driver: 10.2.370.9-11 | BIOS/FW: 10.2.470.13 Windows driver: 10.2.370.9-11 | Windows driver: 10.2.470.14 |  | BIOS: 3.27 FW: 7.04.00 Windows driver: 2.1.6.10
| Infotrend FRU P/N | [7 empty] | BH1ITE210 | [5 empty] | BH1QGE211
ESDS 1000/ ESDS 2000 (1G iSCSI) | ESDS 1012 / ESDS 2012 |  | v | v |  | v | v | [6 empty] | v
| ESDS 1016 / ESDS 2016 |  | v | v |  | v | v | [6 empty] | v
| ESDS 1024 / ESDS 2024 |  | v | v |  | v | v | [6 empty] | v
| ESDS 1024B / ESDS 2024B |  | v | v |  | v | v | [6 empty] | v
ESDS 1000/ ESDS 2000 (10G iSCSI SFP+) | ESDS 1012 / ESDS 2012 | [6 empty] | v | v |  | v | v |  |  | v | v
| ESDS 1016 / ESDS 2016 | [6 empty] | v | v |  | v | v |  |  | v | v
| ESDS 1024 / ESDS 2024 | [6 empty] | v | v |  | v | v |  |  | v | v
| ESDS 1024B / ESDS 2024B | [6 empty] | v | v |  | v | v |  |  | v | v
ESDS 1000/ ESDS 2000 (10G iSCSI RJ-45) | ESDS 1012 / ESDS 2012 | [8 empty] | v |  |  | v
| ESDS 1016 / ESDS 2016 | [8 empty] | v |  |  | v
| ESDS 1024 / ESDS 2024 | [8 empty] | v |  |  | v
| ESDS 1024B / ESDS 2024B | [8 empty] | v |  |  | v
ESDS 3000 (1G iSCSI) | ESDS 3012 |  | v | v |  | v | v | [6 empty] | v
| ESDS 3016 |  | v | v |  | v | v | [6 empty] | v
| ESDS 3024 |  | v | v |  | v | v | [6 empty] | v
| ESDS 3024B |  | v | v |  | v | v | [6 empty] | v
| ESDS 3048 |  | v | v |  | v | v | [6 empty] | v
| ESDS 3060 |  | v | v |  | v | v | [6 empty] | v
ESDS 3000 (10G iSCSI SFP+) | ESDS 3012 | [6 empty] | v | v |  | v | v |  |  | v | v
| ESDS 3016 | [6 empty] | v | v |  | v | v |  |  | v | v
| ESDS 3024 | [6 empty] | v | v |  | v | v |  |  | v | v
| ESDS 3024B | [6 empty] | v | v |  | v | v |  |  | v | v
| ESDS 3048 | [7 empty] | v |  | v | v |  |  | v | v
| ESDS 3060 | [7 empty] | v |  | v | v |  |  | v | v
ESDS 3000 (10G iSCSI RJ-45) | ESDS 3012 | [8 empty] | v |  |  | v
| ESDS 3016 | [8 empty] | v |  |  | v
| ESDS 3024 | [8 empty] | v |  |  | v
| ESDS 3024B | [8 empty] | v |  |  | v
| ESDS 3048 | [8 empty] | v |  |  | v
| ESDS 3060 | [8 empty] | v |  |  | v
ESDS 4000 (10G iSCSI SFP+) | ESDS 4016 | [6 empty] | v | v |  | v | v |  |  | v | v
| ESDS 4024B | [6 empty] | v | v |  | v | v |  |  | v | v
Fibre to SAS | ESDS S16F-R2842-6 |  | v | v |  | v | v | [6 empty] | v
| ESDS S16F-G2842-6 |  | v | v |  | v | v | [6 empty] | v
| ESDS S48F-R2842-6 |  | v | v |  | v | v | [6 empty] | v
| ESDS S48F-G2842-6 |  | v | v |  | v | v | [6 empty] | v
iSCSI to SAS | ESDS S12E-R2140-4 |  | v | v |  | v | v | [6 empty] | v |  |  | v
| ESDS S12E-G2140-4 |  | v | v |  | v | v | [6 empty] | v |  |  | v
| ESDS S16E-R2142-6 |  | v | v |  | v | v | [6 empty] | v |  |  | v
| ESDS S16E-G2142-6 |  | v | v |  | v | v | [6 empty] | v |  |  | v
| ESDS S16E-R2240 | [7 empty] | v |  | v | v |  |  | v | v | v | v | v
| ESDS S16E-G2240 | [7 empty] | v |  | v | v |  |  | v | v | v | v | v
| ESDS S24E-G2142-6 |  | v | v |  | v | v | [6 empty] | v |  |  | v
SAS to SAS | ESDS S16S-R2242-4 |  | v | v |  | v | v | [6 empty] | v
| ESDS S16S-G2242-4 |  | v | v |  | v | v | [6 empty] | v
Fibre to 2.5" SAS | ESDS B24F-R2842-6 |  | v | v |  | v | v | [6 empty] | v
| ESDS B24F-G2842-6 |  | v | v |  | v | v | [6 empty] | v
SAS to 2.5" SAS | ESDS B24S-R2242-4 |  | v | v |  | v | v | [6 empty] | v
| ESDS B24S-G2242-4 |  | v | v |  | v | v | [6 empty] | v
iSCSI to 2.5" SAS | ESDS B24E-R2142-6 |  | v | v |  | v | v | [6 empty] | v
| ESDS B24E-G2142-6 |  | v | v |  | v | v | [6 empty] | v
| ESDS B12E-R2140-4 |  | v | v |  | v | v | [6 empty] | v
Note:
*1 : Support Boot from SAN on Windows only
*2: The test result of QLE8242-CU was fail due to compatibility issues.
*3: HBA drive must be 3.1.65.0 or later version when using Windows 2012.
IMPORTANT:
All results are based on the latest product(s) compatibility test report(s) and new devices test results; therefore, support results may be vary from the previous Compatibility Matrix versions. Please refer to the latest product compatibility test reports for detailed information.
DISCLAIMER
1. This test report is for internal use and reference purpose only, and its accuracy, completeness and reliability are not guaranteed.
2. Infortrend assumes no responsibility for the use of the information provided.
3. The information in this report is subject to change at any time without notice.
4. The compatibility test may only take a few hours up to a few days. It is not possible to tell the quality or reliability of a 3rd party device from the compatibility test. Infortrend does not hold the responsibility for the quality, reliability or other issue of the device listed above. A device that has been listed with "OK" status, only means it can work with our product with the tested configuration, at the time when we tested it.
EOL | ESDS S12E-R1132 |  | v | v | v | v | v | [6 empty] | v
| ESDS S12E-G1133 |  | v | v | v | v | v | [6 empty] | v
| ESDS S16E-R1130 |  | v | v | v | v | v | [6 empty] | v
| ESDS S16E-G1130 |  | v | v | v | v | v | [6 empty] | v
| ESDS S12E-G1140-2 |  | v | v |  | v | v | [6 empty] | v |  |  | v
| ESDS S16E-R1140-4 |  | v | v |  | v | v | [6 empty] | v |  |  | v
| ESDS S16E-G1140-4 |  | v | v |  | v | v | [6 empty] | v |  |  | v
| ESDS S16F-R2652-4 |  | v | v |  | v | v | [6 empty] | v
| ESDS S16F-G2652-4 |  | v | v |  | v | v | [6 empty] | v
| ESDS S48F-R2852-6 |  | v | v |  | v | v | [6 empty] | v
| ESDS S48F-G2852-6 |  | v | v |  | v | v | [6 empty] | v
| ESDS S48F-R2652-4 |  | v | v |  | v | v | [6 empty] | v
| ESDS S48F-G2652-4 |  | v | v |  | v | v | [6 empty] | v
| ESDS B12E-G2140-4 |  | v | v |  | v | v | [6 empty] | v
| ESDS S12E-G2251 | [6 empty] | v |  |  | v | v |  |  | v | v | v | v | v
| ESDS S12E-R2251 | [6 empty] | v |  |  | v | v |  |  | v | v | v | v | v
| ESDS S16E-G2251 | [6 empty] | v |  |  | v | v |  |  | v | v | v | v | v
| ESDS S16E-R2251 | [6 empty] | v |  |  | v | v |  |  | v | v | v | v | v
| ESDS B24F-G2852-6 |  | v | v |  | v | v | [6 empty] | v
| ESDS B24F-R2852-6 |  | v | v |  | v | v | [6 empty] | v
| ESDS B24F-G2652-4 |  | v | v |  | v | v | [6 empty] | v
| ESDS B24F-R2652-4 |  | v | v |  | v | v | [6 empty] | v

## FCoE SW&SFP+
FCoE Switch & SFP+ | Vendor | Brocade | AVAGO
|  | S/W | SFP+
| I/O | FCoE 10G | Ethernet10G
| Port | 48 | -
| Model | VDX 6740 | AFBR-709SMZ | AFBR-703SDZ
Note
| Infortrend FRU P/N |  | 9370CSFP10G
DS 4000 (10G FCoE)*1 | DS 4016 | v | v | v
| DS 4024B | v | v | v
Note:
*1. FCoE only support on DS4000U models
IMPORTANT:
All results are based on the latest product(s) compatibility test report(s) and new devices test results; therefore, support results may be vary from the previous Compatibility Matrix versions. Please refer to the latest product compatibility test reports for detailed information.
DISCLAIMER
1. This test report is for internal use and reference purpose only, and its accuracy, completeness and reliability are not guaranteed.
2. Infortrend assumes no responsibility for the use of the information provided.
3. The information in this report is subject to change at any time without notice.
4. The compatibility test may only take a few hours up to a few days. It is not possible to tell the quality or reliability of a 3rd party device from the compatibility test. Infortrend does not hold the responsibility for the quality, reliability or other issue of the device listed above. A device that has been listed with "OK" status, only means it can work with our product with the tested configuration, at the time when we tested it.

## FCoE HBA
FCoE Host | Vendor | Emulex
| Type | HBA
| I/O | FCoE 10G
| PCI I/F | PCI-E 3.0 x8 | PCI-E 2.0 x8
| Port | 2 | 2
| Model | LPe16202 | OCe11102-FM
| Major OS supported | Windows Server 2008 R2 Windows Server 2012 | Windows Server 2008 R2 Windows Server 2012
|  | Linux | Linux
|  | - | -
Note
Infotrend FRU P/N
DS 4000 (10G FCoE)*1 | DS 4016 | v | v
| DS 4024B | v | v
Note:
*1. FCoE only support on DS4000U models
IMPORTANT:
All results are based on the latest product(s) compatibility test report(s) and new devices test results; therefore, support results may be vary from the previous Compatibility Matrix versions. Please refer to the latest product compatibility test reports for detailed information.
DISCLAIMER
1. This test report is for internal use and reference purpose only, and its accuracy, completeness and reliability are not guaranteed.
2. Infortrend assumes no responsibility for the use of the information provided.
3. The information in this report is subject to change at any time without notice.
4. The compatibility test may only take a few hours up to a few days. It is not possible to tell the quality or reliability of a 3rd party device from the compatibility test. Infortrend does not hold the responsibility for the quality, reliability or other issue of the device listed above. A device that has been listed with "OK" status, only means it can work with our product with the tested configuration, at the time when we tested it.

## Router
Router | Vendor | Cisco
| I/O | iSCSI
| Port | 2
| Model | 1941
| Note | For Remote Replication
ESDS 3000 (iSCSI host) | ESDS 3012 | v
| ESDS 3016 | v
| ESDS 3024 | v
| ESDS 3024B | v
| ESDS 3048 | v
| ESDS 3060 | v
Fibre to SAS | ESDS S12F-R2840-4 | v
| ESDS S12F-G2840-4 | v
| ESDS S12F-R2840N | v
| ESDS S12F-S2840N | v
| ESDS S16F-R2840-4 | v
| ESDS S16F-G2840-4 | v
| ESDS S16F-R2842-6 | v
| ESDS S16F-G2842-6 | v
| ESDS S24F-R2840-4 | v
| ESDS S24F-G2840-4 | v
Fibre to 2.5" SAS | ESDS B12F-R2840-4 | v
| ESDS B24F-R2842-6 | v
| ESDS B24F-G2842-6 | v
iSCSI to SAS | ESDS S12E-R2140-4 | v
| ESDS S12E-G2140-4 | v
| ESDS S16E-R2142-6 | v
| ESDS S16E-G2142-6 | v
| ESDS S16E-R2240 | v
| ESDS S16E-G2240 | v
| ESDS S24E-G2142-6 | v
iSCSI to 2.5" SAS | ESDS B12E-R2140-4 | v
| ESDS B24E-R2142-6 | v
| ESDS B24E-G2142-6 | v
IMPORTANT:
All results are based on the latest product(s) compatibility test report(s) and new devices test results; therefore, support results may be vary from the previous Compatibility Matrix versions. Please refer to the latest product compatibility test reports for detailed information.
DISCLAIMER
1. This test report is for internal use and reference purpose only, and its accuracy, completeness and reliability are not guaranteed.
2. Infortrend assumes no responsibility for the use of the information provided.
3. The information in this report is subject to change at any time without notice.
4. The compatibility test may only take a few hours up to a few days. It is not possible to tell the quality or reliability of a 3rd party device from the compatibility test. Infortrend does not hold the responsibility for the quality, reliability or other issue of the device listed above. A device that has been listed with "OK" status, only means it can work with our product with the tested configuration, at the time when we tested it.
EOL | ESDS S12F-R1440 | v
| ESDS S12F-G1440 | v
| ESDS S12F-R1840-4 | v
| ESDS S12F-G1842-4 | v
| ESDS S16F-R1440 | v
| ESDS S16F-G1440 | v
| ESDS S16F-R1840-4 | v
| ESDS S16F-G1840-4 | v
| ESDS S24F-R1440 | v
| ESDS S24F-G1440 | v
| ESDS S24F-R1840-4 | v
| ESDS S24F-G1840-4 | v
| ESDS S12E-G1140-2 | v
| ESDS S16E-R1140-4 | v
| ESDS S16E-G1140-4 | v
| ESDS S16S-R2242-4 | v
| ESDS S16S-G2242-4 | v
| ESDS B24S-R2242-4 | v
| ESDS B24S-G2242-4 | v
| ESDS F16F-R4840 | v
| ESDS F16F-S4840 | v
| ESDS B24F-R2840-4 | v
| ESDS B24F-G2840-4 | v
| ESDS B12E-G2140-4 | v
| ESDS B12F-G2840-4 | v
| ESDS B24F-G2849-4 | v
| ESDS B24F-R2849-4 | v
| ESDS B24F-G2852-6 | v
| ESDS B24F-R2852-6 | v
| ESDS B24F-G2652-4 | v
| ESDS B24F-R2652-4 | v

## SAS HBA
SAS HBA | Vendor | LSI |  |  | Dell | ATTO | ATTO |  | LSI
| I/O | SAS12G | SAS6G |  | SAS6G | SAS 12G | SAS6G to Thunderbolt |  | SAS3G
| PCI I/F | PCI-Ex8 3.0 | PCI-Ex8 2.0 | PCI-Ex8 3.0 | PCI-Ex | PCI-Ex8 3.0 | - |  | PCI-Ex8 1.0 |  | PCI-X 1.0
| Port / Connector | SFF8644 x 2 | SFF8088 x 2 | SFF8088 x 2 | SFF8088 x 2 | SFF-8644 x 2 | SFF8088 x 2 |  | 2 | 1 | 2 | 1
| Model | SAS 9300-8e | SAS9200-8E | SAS 9207-8e | PERC (UCS-70) | ExpressSAS H1280 | ThunderLink SH 1068 |  | SAS3801E | SAS3442E-R | SAS3801X | SAS3442X-R
| Major OS supported | Windows Server 2008 | Windows Server 2008 Windows Server 2012 | Windows Server 2008 | Windows | Window 7 ; 8.1 Windows 2012R2 | - |  | Windows Server 2008 | Windows Server 2003 | Windows Server 2003 | Windows Server 2003
|  | Linux | Linux | Linux | Linux | - | - |  | Linux | Linux | Linux | Linux
|  | - | - | Solaris | - | Red hat 6.2 x 64 | Mac OS X v10.9 |  | Mac OS X v10.5 *1 | - | - | -
| Note | BIOS: 8.13.00.00 FW: 7.00.00.00 Windows driver: 2.50.89.0 | BIOS: 7.27.01.00 FW: 7.39.00.00 Windows driver: 2.00.72.00 | BIOS: 7.00.00.00 FW: 20.00.00.00 Windows driver: 2.00.72.00 | BIOS: 7.00.00.00 FW: 20.00.00.00 Windows driver: 2.00.35.10 | except in VMware environment
| Infortrend FRU P/N | BH4LSS310 | BH1LSS210 | BH4LSS210 |  |  |  |  | BH1LSS110
ESDS 1000/ ESDS 2000 (SAS host) | ESDS 1012 / ESDS 2012 | v | v | v | v | v
| ESDS 1016 / ESDS 2016 | v | v | v | v | v
| ESDS 1024 / ESDS 2024 | v | v | v | v | v
| ESDS 1024B / ESDS 2024B | v | v | v | v | v
ESDS 3000 (SAS host) | ESDS 3012 | v | v | v | v | v | v
| ESDS 3016 | v | v | v | v | v | v
| ESDS 3024 | v | v | v | v | v | v
| ESDS 3024B | v | v | v | v | v | v
| ESDS 3048 | v | v | v | v | v | v
| ESDS 3060 | v | v | v | v | v | v
ESDS 4000 (SAS host) | ESDS 4016 | v | v | v | v | v | v
| ESDS 4024B | v | v | v | v | v | v
SAS to SAS | ESDS S04S-G2240 |  | v | v | v |  | v
| ESDS S12S-R2240 |  | v | v | v |  | v
| ESDS S12S-G2240 |  | v | v | v |  | v
| ESDS S16S-R2240 |  | v | v | v |  | v
| ESDS S16S-G2240 |  | v | v | v |  | v
| ESDS S24S-G2240 |  | v | v | v |  | v
SAS to 2.5" SAS | ESDS B12S-R2240 |  | v | v | v |  | v
| ESDS B24S-R2240 |  | v | v | v |  | v
| ESDS B24S-G2240 |  | v | v | v |  | v
Note:
*1 : LSI SAS3801E: The driver for this card is included in the Mac OS X v10.5
IMPORTANT:
All results are based on the latest product(s) compatibility test report(s) and new devices test results; therefore, support results may be vary from the previous Compatibility Matrix versions. Please refer to the latest product compatibility test reports for detailed information.
DISCLAIMER
1. This test report is for internal use and reference purpose only, and its accuracy, completeness and reliability are not guaranteed.
2. Infortrend assumes no responsibility for the use of the information provided.
3. The information in this report is subject to change at any time without notice.
4. The compatibility test may only take a few hours up to a few days. It is not possible to tell the quality or reliability of a 3rd party device from the compatibility test. Infortrend does not hold the responsibility for the quality, reliability or other issue of the device listed above. A device that has been listed with "OK" status, only means it can work with our product with the tested configuration, at the time when we tested it.
EOL | ESDS A24S-G2130 | [6 empty] | v | v | v | v
| ESDS B12S-R1030 | [6 empty] | v | v | v | v
| ESDS B12S-G1031 | [6 empty] | v | v | v | v
| ESDS S16S-R1030 | [6 empty] | v | v | v | v
| ESDS S16S-G1030 | [6 empty] | v | v | v | v
| ESDS S12S-R1032 | [6 empty] | v | v | v | v
| ESDS S12S-G1033 | [6 empty] | v | v | v | v
| ESDS S16S-R2242-4 | v | v | v | v
| ESDS S16S-G2242-4 | v | v | v | v
| ESDS S24S-G2240-4 | v | v | v | v
| ESDS B24S-R2242-4 | v | v | v | v
| ESDS B24S-G2242-4 | v | v | v | v
| ESDS B12S-G2240 | v | v | v | v |  | v
| ESDS S16S-G2250 |  | v | v |  |  | v
| ESDS S16S-R2250 |  | v | v |  |  | v

## OS
Operating System | Vendor | Microsoft | [9 empty] | Red Hat Linux | [13 empty] | CentOS | [6 empty] | Novell SUSE | [7 empty] | Asianux | HP | IBM | Oracle |  | Apple Mac |  |  |  | Microsoft
| Models | Windows Server 2012*2 | Windows Server 2012 R2*2 | Windows Server 2008 Enterprise*2 |  | Windows Server 2008 Enterprise R2 SP1*2 | Windows Server 2008 Enterprise R2*2 | Windows Server 2003 R2 SP2 |  | Windows 7 Enterprise SP1 | Windows 8.1 | RHEL 5.3 |  | RHEL 5.4 | RHEL 5.4 | RHEL 5.5 | RHEL 5.5 | RHEL 5.6 | RHEL 5.5 | RHEL 5.7 | RHEL 5.5 | RHEL 6.1 |  | RHEL 6.3 | RHEL 6.5 | CentOS 5.5 |  | CentOS 6.1 |  | CentOS 6.3 | CentOS 6.5 | CentOS 7 | SLES 10 SP2 |  | SLES 10 SP4 |  | SLES 11 |  | SLES 11 SP1 |  | Asianux Server 3 | HP-UX 11i v3 | AIX v6.1 | Sparc Sun Solaris ver. 10 | x86 Sun Solaris ver. 10 | MAC OS X |  |  |  | WindowS XP SP3
| Description | 64bit | 64bit | 32bit | 64bit | 64bit | 64bit | 32bit | 64bit | 64bit | 64bit | 32bit | 64bit | 32bit | 64bit | 32bit | 64bit | 32bit | 64bit | 32bit | 64bit | 32bit | 64bit | 64bit | 64bit | 32bit | 64bit | 32bit | 64bit | 64bit | 64bit | 64bit | 32bit | 64bit | 32bit | 64bit | 32bit | 64bit | 32bit | 64bit | 64bit |  |  |  |  | v.10.5 | v.10.6*10 | v.10.7*10 | v10.9*10 | 64bit
| Note | [18 empty] | kernal: 2.6.18-274 | [18 empty] | kernal: 2.6.32 | [7 empty] | XSAN2.2 qualified | XSAN2.3 qualified | XSAN3.4 qualified
ESDS 1000/ ESDS 2000 | ESDS 1012 / ESDS 2012 | v | v | v | v | v | v |  |  |  | v *7,9 |  |  | v | v | v | v | v | v | v | v | v | v | v*10 | v*10 | v | v | v | v | v*10 | v*10 | v*10 | [6 empty] | v | v |  | v *4 | v *4 |  | v |  | v*5 | v*5 | v*5
| ESDS 1016 / ESDS 2016 | v | v | v | v | v | v |  |  |  | v *7,9 |  |  | v | v | v | v | v | v | v | v | v | v | v*10 | v*10 | v | v | v | v | v*10 | v*10 | v*10 | [6 empty] | v | v |  | v *4 | v *4 |  | v |  | v*5 | v*5 | v*5
| ESDS 1024 / ESDS 2024 | v | v | v | v | v | v |  |  |  | v *7,9 |  |  | v | v | v | v | v | v | v | v | v | v | v*10 | v*10 | v | v | v | v | v*10 | v*10 | v*10 | [6 empty] | v | v |  | v *4 | v *4 |  | v |  | v*5 | v*5 | v*5
| ESDS 1024B / ESDS 2024B | v | v | v | v | v | v |  |  |  | v *7,9 |  |  | v | v | v | v | v | v | v | v | v | v | v*10 | v*10 | v | v | v | v | v*10 | v*10 | v*10 | [6 empty] | v | v |  | v *4 | v *4 |  | v |  | v*5 | v*5 | v*5
ESDS 3000 | ESDS 3012 | v | v | v | v | v | v |  |  |  | v *7,9 |  |  | v | v | v | v | v | v | v*10 | v*10 | v*10 | v*10 | v*10 | v*10 | v | v |  |  | v*10 | v*10 | v*10 | [6 empty] | v | v |  | v *4 | v *4 |  | v |  | v*5 | v*5 | v*5
| ESDS 3016 | v | v | v | v | v | v |  |  |  | v *7,9 |  |  | v | v | v | v | v | v | v*10 | v*10 | v*10 | v*10 | v*10 | v*10 | v | v |  |  | v*10 | v*10 | v*10 | [6 empty] | v | v |  | v *4 | v *4 |  | v |  | v*5 | v*5 | v*5
| ESDS 3024 | v | v | v | v | v | v |  |  |  | v *7,9 |  |  | v | v | v | v | v | v | v*10 | v*10 | v*10 | v*10 | v*10 | v*10 | v | v |  |  | v*10 | v*10 | v*10 | [6 empty] | v | v |  | v *4 | v *4 |  | v |  | v*5 | v*5 | v*5
| ESDS 3024B | v | v | v | v | v | v |  |  |  | v *7,9 |  |  | v | v | v | v | v | v | v*10 | v*10 | v*10 | v*10 | v*10 | v*10 | v | v |  |  | v*10 | v*10 | v*10 | [6 empty] | v | v |  | v *4 | v *4 |  | v |  | v*5 | v*5 | v*5
| ESDS 3048 | v | v | v | v | v | v |  |  |  | v *7,9 |  |  | v | v | v | v | v | v | v*10 | v*10 | v*10 | v*10 | v*10 | v*10 | v | v |  |  | v*10 | v*10 | v*10 | [6 empty] | v | v |  | v *4 | v *4 |  | v |  | v*5 | v*5 | v*5
| ESDS 3060 | v | v | v | v | v | v |  |  |  | v *7,9 |  |  | v | v | v | v | v | v | v*10 | v*10 | v*10 | v*10 | v*10 | v*10 | v | v |  |  | v*10 | v*10 | v*10 | [6 empty] | v | v |  | v *4 | v *4 |  | v |  | v*5 | v*5 | v*5
ESDS 4000 | ESDS 4016 | v | v *6 | v | v | v | v |  |  |  | v *7,9 |  |  |  |  | v | v | v | v | v*10 | v*10 | v*10 | v*10 | v*10 | v*10 | v | v |  |  | v*10 | v*10 | v*10 | [6 empty] | v | v |  | v *4 | v *4 |  | v |  |  | v*5 | v*5
| ESDS 4024B | v | v *6 | v | v | v | v |  |  |  | v *7,9 |  |  |  |  | v | v | v | v | v*10 | v*10 | v*10 | v*10 | v*10 | v*10 | v | v |  |  | v*10 | v*10 | v*10 | [6 empty] | v | v |  | v *4 | v *4 |  | v |  |  | v*5 | v*5
Fibre to 3.5" SAS | ESDS S12F-R2840-4 | v | v | v | v | v | v | v | v | v |  |  |  | v | v | v | v | v | v | v | v | v | v |  |  | v | v | [5 empty] | v | v |  |  | v | v | v | v |  | v | v | v | v | v | v | v | v
| ESDS S12F-G2840-4 | v | v | v | v | v | v | v | v | v |  |  |  | v | v | v | v | v | v | v | v | v | v |  |  | v | v | [5 empty] | v | v |  |  | v | v | v | v |  | v | v | v | v | v | v | v | v
| ESDS S12F-R2840N | v | v | v | v | v | v | v | v | v |  |  |  | v | v | v | v | v | v | v | v | v | v |  |  | v | v | [5 empty] | v | v |  |  | v | v | v | v |  | v | v | v | v | v | v | v | v
| ESDS S12F-S2840N | v | v | v | v | v | v | v | v | v |  |  |  | v | v | v | v | v | v | v | v | v | v |  |  | v | v | [5 empty] | v | v |  |  | v | v | v | v |  | v | v | v | v | v | v | v | v
| ESDS S12F-R2850 | v |  | v | v | v | v | v | v |  |  |  |  | v | v | v | v | v | v | v | v | v | v |  |  | v | v | [11 empty] | v | v |  | v | v |  |  |  | v | v | v
| ESDS S12F-G2850 | v |  | v | v | v | v | v | v |  |  |  |  | v | v | v | v | v | v | v | v | v | v |  |  | v | v | [11 empty] | v | v |  | v | v |  |  |  | v | v | v
| ESDS S16F-R2840-4 | v | v | v | v | v | v | v | v | v |  |  |  | v | v | v | v | v | v | v | v | v | v |  |  | v | v | [5 empty] | v | v |  |  |  |  | v | v |  | v | v | v | v | v | v | v | v
| ESDS S16F-G2840-4 | v | v | v | v | v | v | v | v | v |  |  |  | v | v | v | v | v | v | v | v | v | v |  |  | v | v | [5 empty] | v | v |  |  |  |  | v | v |  | v | v | v | v | v | v | v | v
| ESDS S16F-R2842-6 | v | v | v | v | v | v | v | v | v |  |  |  | v | v | v | v | v | v | v | v | v | v |  |  | v | v | [5 empty] | v | v |  |  | v | v | v | v |  | v | v | v | v | v | v | v | v
| ESDS S16F-G2842-6 | v | v | v | v | v | v | v | v | v |  |  |  | v | v | v | v | v | v | v | v | v | v |  |  | v | v | [5 empty] | v | v |  |  | v | v | v | v |  | v | v | v | v | v | v | v | v
| ESDS S16F-R2850 | v |  | v | v | v | v | v | v |  |  |  |  | v | v | v | v | v | v | v | v | v | v |  |  | v | v | [11 empty] | v | v |  | v | v |  | v |  | v | v | v
| ESDS S16F-G2850 | v |  | v | v | v | v | v | v |  |  |  |  | v | v | v | v | v | v | v | v | v | v |  |  | v | v | [11 empty] | v | v |  | v | v |  | v |  |  | v | v
| ESDS S24F-R2840-4 | v | v | v | v | v | v | v | v | v |  |  |  | v | v | v | v | v | v | v | v | v | v |  |  | v | v | [5 empty] | v | v |  |  |  |  | v | v |  | v | v | v | v | v | v | v | v
| ESDS S24F-G2840-4 | v | v | v | v | v | v | v | v | v |  |  |  | v | v | v | v | v | v | v | v | v | v |  |  | v | v | [5 empty] | v | v |  |  |  |  | v | v |  | v | v | v | v | v | v | v | v
| ESDS S24F-R2850 | v |  | v | v | v | v | v | v |  |  |  |  | v | v | v | v | v | v | v | v | v | v |  |  | v | v | [5 empty] | v | v |  |  | v | v | v | v |  | v | v |  | v |  | v | v | v
| ESDS S24F-G2850 | v |  | v | v | v | v | v | v |  |  |  |  | v | v | v | v | v | v | v | v | v | v |  |  | v | v | [5 empty] | v | v |  |  | v | v | v | v |  | v | v |  | v |  |  | v | v
| ESDS S48F-R2842-6 | v | v | v | v | v | v | v | v | v |  |  |  | v | v | v | v |  |  | v | v | v | v |  |  | v | v | [5 empty] | v | v |  |  | v | v | v | v |  | v | v | v | v | v | v | v | v
| ESDS S48F-G2842-6 | v | v | v | v | v | v | v | v | v |  |  |  | v | v | v | v |  |  | v | v | v | v |  |  | v | v | [5 empty] | v | v |  |  | v | v | v | v |  | v | v | v | v | v | v | v | v
iSCSI to SAS | ESDS S12E-R2140-4 | v | v | v | v | v | v | v | v |  |  | v | v |  |  | v | v | v | v | v | v | v | v |  |  | v | v | [10 empty] | v | v | v |  |  | v |  | v |  |  | v*1 | v
| ESDS S12E-G2140-4 | v | v | v | v | v | v | v | v |  |  | v | v |  |  | v | v | v | v | v | v | v | v |  |  | v | v | [10 empty] | v | v | v |  |  | v |  | v |  |  | v*1 | v
| ESDS S16E-R2142-6 | v | v | v | v | v | v | v | v |  |  | v | v |  |  | v | v | v | v | v | v | v | v |  |  | v | v | [9 empty] | v | v | v | v |  |  | v |  | v |  |  | v*1 | v
| ESDS S16E-G2142-6 | v | v | v | v | v | v | v | v |  |  | v | v |  |  | v | v | v | v | v | v | v | v |  |  | v | v | [9 empty] | v | v | v | v |  |  | v |  | v |  |  | v*1 | v
| ESDS S16E-R2240 | v | v | v | v | v | v | v | v |  |  |  |  | v | v | v | v | v | v | v | v | v*10 | v*10 |  |  | v | v | [5 empty] | v | v |  |  | v | v | v | v | [7 empty] | v | v
| ESDS S16E-G2240 | v | v | v | v | v | v | v | v |  |  |  |  | v | v | v | v | v | v | v | v | v*10 | v*10 |  |  | v | v | [5 empty] | v | v |  |  | v | v | v | v | [7 empty] | v | v
| ESDS S24E-G2142-6 | v | v | v | v | v | v | v | v |  |  | v | v |  |  | v | v | v | v | v | v | v | v |  |  | v | v | [9 empty] | v | v | v | v |  |  | v |  | v |  |  | v*1 | v
SAS to SAS | ESDS S04S-G2240 | v |  | v | v | v | v | v | v |  |  |  |  | v | v | v | v | v | v | v | v | v | v |  |  | v | v | [5 empty] | v | v |  |  | v | v | v | v |  |  |  |  | v |  |  |  | v*8
| ESDS S12S-R2240 | v |  | v | v | v | v | v | v |  |  |  |  | v | v | v | v | v | v | v | v | v | v |  |  | v | v | [11 empty] | v | v | [8 empty] | v*8
| ESDS S12S-G2240 | v |  | v | v | v | v | v | v |  |  |  |  | v | v | v | v | v | v | v | v | v | v |  |  | v | v | [11 empty] | v | v | [8 empty] | v*8
| ESDS S12S-R2240-4 | v |  | v | v |  | v | v | v |  |  |  |  | v | v | v | v | v | v | v | v | v | v |  |  | v | v | [11 empty] | v | v |  |  |  |  | v |  |  |  | v*8
| ESDS S12S-G2240-4 | v |  | v | v |  | v | v | v |  |  |  |  | v | v | v | v | v | v | v | v | v | v |  |  | v | v | [11 empty] | v | v |  |  |  |  | v |  |  |  | v*8
| ESDS S16S-R2240 | v |  | v | v | v | v | v | v |  |  |  |  | v | v | v | v | v | v | v | v | v | v |  |  | v | v | [11 empty] | v | v | [8 empty] | v*8
| ESDS S16S-G2240 | v |  | v | v | v | v | v | v |  |  |  |  | v | v | v | v | v | v | v | v | v | v |  |  | v | v | [11 empty] | v | v | [8 empty] | v*8
| ESDS S24S-G2240 | v |  | v | v | v | v | v | v |  |  |  |  | v | v | v | v | v | v | v | v | v | v |  |  | v | v | [11 empty] | v | v | [8 empty] | v*8
Fibre to 2.5" SAS | ESDS B12F-R2840-4 | v |  | v | v | v | v | v | v | v |  | v | v | v | v | v | v | v | v | v | v | v | v |  |  | v | v | [9 empty] | v | v | v | v |  | v | v |  | v |  | v | v | v
| ESDS B24F-R2842-6 | v |  | v | v | v | v | v | v | v |  |  |  | v | v | v | v | v | v | v | v | v | v |  |  | v | v | [5 empty] | v | v |  |  | v | v | v | v |  | v | v | v | v | v | v | v | v
| ESDS B24F-G2842-6 | v |  | v | v | v | v | v | v | v |  |  |  | v | v | v | v | v | v | v | v | v | v |  |  | v | v | [5 empty] | v | v |  |  | v | v | v | v |  | v | v | v | v | v | v | v | v
iSCSI to 2.5" SAS | ESDS B12E-R2140-4 | v |  |  | v | v | v | v | v |  |  | v | v | v | v | v | v | v | v | v | v | v | v |  |  | v | v | [9 empty] | v | v | v | v |  |  | v |  | v |  |  | v | v
| ESDS B24E-R2142-6 | v |  | v | v | v | v | v | v |  |  |  |  | v | v | v | v | v | v | v | v | v | v |  |  | v | v | [5 empty] | v | v |  |  | v | v | v | v |  |  | v | v | v |  |  | v | v
| ESDS B24E-G2142-6 | v |  | v | v | v | v | v | v |  |  |  |  | v | v | v | v | v | v | v | v | v | v |  |  | v | v | [5 empty] | v | v |  |  | v | v | v | v |  |  | v | v | v |  |  | v | v
SAS to 2.5" SAS | ESDS B12S-R2240 | v |  |  |  | v |  | v | v |  |  |  |  | v | v | v | v | v | v | v | v | v | v |  |  | v | v | [11 empty] | v | v | [8 empty] | v*8
| ESDS B24S-R2240 | v |  | v | v | v | v | v | v | [6 empty] | v | v | v | v | v | v | v | v |  |  | v | v | [11 empty] | v | v | [8 empty] | v*8
| ESDS B24S-G2240 | v |  | v | v | v | v | v | v | [6 empty] | v | v | v | v | v | v | v | v |  |  | v | v | [11 empty] | v | v | [8 empty] | v*8
| ESDS B24S-R2242-4 | v |  | v | v |  | v | v | v |  |  |  |  | v | v | v | v |  |  | v | v | v | v |  |  | v | v | [5 empty] | v | v |  |  | v | v | v | v |  |  |  | v | v |  |  |  | v*8
Notes:
*1: iSCSI HBA is used Apple server on board.
*2: Recommend to use Windows native MPIO.
*3: MAC 10.6/10.7 is qualified by 8G FC HBA cards.
*4: Qualified by 4G FC HBA cards.
*5: MAC OS is only compatible on FC and iSCSI host models.
*6: ONLY compatible on ESDS 4000 FC and iSCSI host models.
*7: Compatible on single controller models with FC and iSCSI host models.
*8: Only support by ATTO SAS-to-thunderbolt device.
*9: Compatible on dual controller models with FC host models only. (with ATTO FC HBA card and MPIO S/W)
*10: Not supporting boot from SAN.
IMPORTANT:
All results are based on the latest product(s) compatibility test report(s) and new devices test results; therefore, support results may be vary from the previous Compatibility Matrix versions. Please refer to the latest product compatibility test reports for detailed information.
DISCLAIMER
1. This test report is for internal use and reference purpose only, and its accuracy, completeness and reliability are not guaranteed.
2. Infortrend assumes no responsibility for the use of the information provided.
3. The information in this report is subject to change at any time without notice.
4. The compatibility test may only take a few hours up to a few days. It is not possible to tell the quality or reliability of a 3rd party device from the compatibility test. Infortrend does not hold the responsibility for the quality, reliability or other issue of the device listed above. A device that has been listed with "OK" status, only means it can work with our product with the tested configuration, at the time when we tested it.
EOL | ESDS B12F-R1430 |  |  | v | v | v |  | v | v | v |  | v | v | v | v |  |  | v | v | v | v | v | v | [9 empty] | v | v | [7 empty] | v | v | v | v | v |  | v
| ESDS B12F-G1431 |  |  | v | v | v |  | v | v | v |  | v | v | v | v |  |  | v | v | v | v | v | v | [9 empty] | v | v | [7 empty] | v | v | v |  | v |  | v
| ESDS B12S-R1030 |  |  | v | v |  |  | v | v |  |  | v | v | v | v | [17 empty] | v | v | [9 empty] | v |  | v
| ESDS B12S-G1031 |  |  | v | v |  |  | v | v |  |  | v | v | v | v | [17 empty] | v | v | [9 empty] | v |  | v
| ESDS S12F-G1433 |  |  | v | v |  |  | v | v |  |  | v | v | v | v | [17 empty] | v | v | [9 empty] | v | v | v |  | v
| ESDS S12E-R1132 | [6 empty] | v | v |  |  | v | v | v | v | [17 empty] | v | v | [9 empty] | v | v | v |  | v
| ESDS S12E-G1133 | [6 empty] | v | v |  |  | v | v | v | v | [17 empty] | v | v | [9 empty] | v |  | v |  | v
| ESDS S12S-R1032 |  |  | v | v | v |  | v | v |  |  | v | v | v | v |  |  | v | v | v | v | v | v | [9 empty] | v | v | [9 empty] | v |  | v
| ESDS S12S-G1033 |  |  | v | v | v |  | v | v |  |  | v | v | v | v |  |  | v | v | v | v | v | v | [9 empty] | v | v | [9 empty] | v |  | v
| ESDS S16E-R1130 |  |  |  |  | v |  | v | v |  |  | v | v | v | v | [17 empty] | v | v | [9 empty] | v |  | v |  | v
| ESDS S16E-G1130 |  |  |  |  | v |  | v | v |  |  | v | v | v | v | [17 empty] | v | v | [9 empty] | v |  | v |  | v
| ESDS S16S-R1030 |  |  | v | v | v |  | v | v |  |  | v | v | v | v |  |  | v | v | v | v | v | v | [9 empty] | v | v | [9 empty] | v |  | v
| ESDS S16S-G1030 |  |  | v | v | v |  | v | v |  |  | v | v | v | v |  |  | v | v | v | v | v | v | [9 empty] | v | v | [9 empty] | v |  | v
| ESDS A24S-G2130 |  |  | v | v |  |  | v | v |  |  | v | v | v | v | [17 empty] | v | v | [9 empty] | v |  | v
| ESDS F16F-R4031 |  |  | v | v | v | v | v | v | v |  | v | v | v | v |  |  | v | v | v | v | v | v | [9 empty] | v | [8 empty] | v | v | v | v | v |  | v
| ESDS F16F-S4031 |  |  | v | v | v | v | v | v | v |  | v | v | v | v |  |  | v | v | v | v | v | v | [9 empty] | v | [8 empty] | v | v | v | v | v |  | v
| ESDS FF-R4031 |  |  | v | v | v | v | v | v | v |  | v | v | v | v |  |  | v | v | v | v | v | v | [9 empty] | v | [8 empty] | v | v | v | v | v |  | v
| ESDS FF-S4031 |  |  | v | v | v | v | v | v | v |  | v | v | v | v |  |  | v | v | v | v | v | v | [9 empty] | v | [8 empty] | v | v | v | v | v |  | v
| ESDS F16F-R4840 | v |  | v | v | v | v | v | v | v |  | v | v | v | v | v | v | v | v | v | v | v | v |  |  | v | v | [5 empty] | v | [5 empty] | v | v |  | v | v | v | v |  |  | v
| ESDS F16F-S4840 | v |  | v | v | v | v | v | v | v |  | v | v | v | v | v | v | v | v | v | v | v | v |  |  | v | v | [5 empty] | v | [5 empty] | v | v |  | v | v | v | v |  |  | v
| ESDS S12F-R1440 | v |  | v | v | v |  | v | v | v |  | v | v | v | v | v | v | v | v | v | v | v | v |  |  | v | v | [5 empty] | v | v |  |  |  |  | v | v |  | v | v | v | v | v |  | v | v
| ESDS S12F-G1440 | v | [5 empty] | v | v | v |  | v | v | v | v | v | v | v | v | v | v | v | v |  |  | v | v | [5 empty] | v | v |  |  |  |  | v | v |  | v | v | v | v | v |  | v | v
| ESDS S12F-R1840-4 | v |  | v | v | v |  | v | v | v |  | v | v | v | v | v | v | v | v | v | v | v | v |  |  | v | v | [5 empty] | v | v |  |  |  |  | v | v |  | v | v | v | v | v | v | v | v
| ESDS S12F-G1842-4 | v |  | v | v | v |  | v | v | v |  | v | v | v | v | v | v | v | v | v | v | v | v |  |  | v | v | [5 empty] | v | v |  |  |  |  | v | v |  | v | v | v | v | v | v | v | v
| ESDS S16F-R1440 | v |  | v | v | v |  | v | v | v |  | v | v | v | v | v | v | v | v | v | v | v | v |  |  | v | v | [5 empty] | v | v |  |  |  |  | v | v |  | v | v | v | v | v |  | v | v
| ESDS S16F-G1440 | v |  | v | v | v |  | v | v | v |  | v | v | v | v | v | v | v | v | v | v | v | v |  |  | v | v | [5 empty] | v | v |  |  |  |  | v | v |  | v | v | v | v | v |  | v | v
| ESDS S16F-R1840-4 | v |  | v | v | v |  | v | v | v |  | v | v | v | v | v | v | v | v | v | v | v | v |  |  | v | v | [5 empty] | v | v |  |  |  |  | v | v |  | v | v | v | v | v | v | v | v
| ESDS S16F-G1840-4 | v |  | v | v | v |  | v | v | v |  | v | v | v | v | v | v | v | v | v | v | v | v |  |  | v | v | [5 empty] | v | v |  |  |  |  | v | v |  | v | v | v | v | v | v | v | v
| ESDS S24F-R1440 | v |  | v | v | v |  | v | v | v |  | v | v | v | v | v | v | v | v | v | v | v | v |  |  | v | v | [5 empty] | v | v |  |  |  |  | v | v |  | v | v | v | v | v |  | v | v
| ESDS S24F-G1440 | v |  | v | v | v |  | v | v | v |  | v | v | v | v | v | v | v | v | v | v | v | v |  |  | v | v | [5 empty] | v | v |  |  |  |  | v | v |  | v | v | v | v | v |  | v | v
| ESDS S24F-R1840-4 | v |  | v | v | v |  | v | v | v |  | v | v | v | v | v | v | v | v | v | v | v | v |  |  | v | v | [5 empty] | v | v |  |  |  |  | v | v |  | v | v | v | v | v | v | v | v
| ESDS S24F-G1840-4 | v |  | v | v | v |  | v | v | v |  | v | v | v | v | v | v | v | v | v | v | v | v |  |  | v | v | [5 empty] | v | v |  |  |  |  | v | v |  | v | v | v | v | v | v | v | v
| ESDS S12E-G1140-2 | v |  | v | v | v | v | v | v |  |  | v | v |  |  | v | v | v | v | v | v | v | v |  |  | v | v | [9 empty] | v | v | v | v |  |  | v |  | v |  |  | v*1 | v
| ESDS S16E-R1140-4 | v |  | v | v | v | v | v | v |  |  | v | v |  |  | v | v | v | v | v | v | v | v |  |  | v | v | [9 empty] | v | v | v | v |  |  | v |  | v |  |  | v*1 | v
| ESDS S16E-G1140-4 | v |  | v | v | v | v | v | v |  |  | v | v |  |  | v | v | v | v | v | v | v | v |  |  | v | v | [9 empty] | v | v | v | v |  |  | v |  | v |  |  | v*1 | v
| ESDS S16S-R2240-4 | v |  | v | v |  | v | v | v |  |  |  |  | v | v | v | v | v | v | v | v | v | v |  |  | v | v | [11 empty] | v | v |  |  |  |  | v
| ESDS S16S-G2240-4 | v |  | v | v |  | v | v | v |  |  |  |  | v | v | v | v | v | v | v | v | v | v |  |  | v | v | [11 empty] | v | v |  |  |  |  | v
| ESDS S16S-R2242-4 | v |  | v | v |  | v | v | v |  |  |  |  | v | v | v | v | v | v | v | v | v | v |  |  | v | v | [5 empty] | v | v |  |  | v | v | v | v |  |  |  | v | v
| ESDS S16S-G2242-4 | v |  | v | v |  | v | v | v |  |  |  |  | v | v | v | v | v | v | v | v | v | v |  |  | v | v | [5 empty] | v | v |  |  | v | v | v | v |  |  |  | v | v
| ESDS S24S-G2240-4 | v |  | v | v |  | v | v | v |  |  |  |  | v | v | v | v | v | v | v | v | v | v |  |  | v | v | [11 empty] | v | v
| ESDS B24S-R2242-4 | v |  | v | v |  | v | v | v |  |  |  |  | v | v | v | v |  |  | v | v | v | v |  |  | v | v | [5 empty] | v | v |  |  | v | v | v | v |  |  |  | v | v
| ESDS B24S-G2242-4 | v |  | v | v |  | v | v | v |  |  |  |  | v | v | v | v |  |  | v | v | v | v |  |  | v | v | [5 empty] | v | v |  |  | v | v | v | v |  |  |  | v | v
| ESDS B24F-R2840-4 | v |  | v | v | v | v | v | v | v |  |  |  | v | v | v | v | v | v | v | v | v | v |  |  | v | v | [5 empty] | v | v |  |  | v | v | v | v |  | v | v | v | v | v | v | v | v
| ESDS B24F-G2840-4 | v |  | v | v | v | v | v | v | v |  |  |  | v | v | v | v | v | v | v | v | v | v |  |  | v | v | [5 empty] | v | v |  |  | v | v | v | v |  | v | v | v | v | v | v | v | v
| ESDS S12F-R2651 | v | v | v | v | v | v | [10 empty] | v*10 | v*10 | v*10 | v*10 | v*10 | v*10 | [11 empty] | v*10 | v*10 |  |  | v*10 | v*10 |  | v *4 | v *4 | v*10 | v*10 |  | v*3 | v*3 | v | v
| ESDS S12F-G2651 | v | v | v | v | v | v | [10 empty] | v*10 | v*10 | v*10 | v*10 | v*10 | v*10 | [11 empty] | v*10 | v*10 |  |  | v*10 | v*10 |  | v *4 | v *4 | v*10 | v*10 |  | v*3 | v*3 | v | v
| ESDS S16F-R2852-6 | v | v | v | v | v | v | v | v |  |  |  |  | v | v | v | v | v | v | v | v | v | v |  |  | v | v | [11 empty] | v | v |  | v | v |  | v |  | v | v | v
| ESDS S16F-G2852-6 | v | v | v | v | v | v | v | v |  |  |  |  | v | v | v | v | v | v | v | v | v | v |  |  | v | v | [11 empty] | v | v |  | v | v |  | v |  |  | v | v
| ESDS S16F-R2651 | v | v | v | v | v | v | [10 empty] | v*10 | v*10 | v*10 | v*10 | v*10 | v*10 | [11 empty] | v*10 | v*10 |  |  | v*10 | v*10 |  | v *4 | v *4 | v*10 | v*10 |  | v*3 | v*3 | v | v
| ESDS S16F-G2651 | v | v | v | v | v | v | [10 empty] | v*10 | v*10 | v*10 | v*10 | v*10 | v*10 | [11 empty] | v*10 | v*10 |  |  | v*10 | v*10 |  | v *4 | v *4 | v*10 | v*10 |  | v*3 | v*3 | v | v
| ESDS S16F-R2652-4 | v | v | v | v | v | v | [10 empty] | v*10 | v*10 | v*10 | v*10 | v*10 | v*10 | [11 empty] | v*10 | v*10 |  |  | v*10 | v*10 |  | v *4 | v *4 | v*10 | v*10 |  | v*3 | v*3 | v | v
| ESDS S16F-G2652-4 | v | v | v | v | v | v | [10 empty] | v*10 | v*10 | v*10 | v*10 | v*10 | v*10 | [11 empty] | v*10 | v*10 |  |  | v*10 | v*10 |  | v *4 | v *4 | v*10 | v*10 |  | v*3 | v*3 | v | v
| ESDS S24F-R2651 | v | v | v | v | v | v | [10 empty] | v*10 | v*10 | v*10 | v*10 | v*10 | v*10 | [11 empty] | v*10 | v*10 |  |  | v*10 | v*10 |  | v *4 | v *4 | v*10 | v*10 |  | v*3 | v*3 | v | v
| ESDS S24F-G2651 | v | v | v | v | v | v | [10 empty] | v*10 | v*10 | v*10 | v*10 | v*10 | v*10 | [11 empty] | v*10 | v*10 |  |  | v*10 | v*10 |  | v *4 | v *4 | v*10 | v*10 |  | v*3 | v*3 | v | v
| ESDS S48F-R2852-6 | v | v | v | v | v | v | [10 empty] | v*10 | v*10 | v*10 | v*10 | v*10 | v*10 | [11 empty] | v*10 | v*10 |  |  | v*10 | v*10 |  | v *4 | v *4 | v*10 | v*10 |  | v | v | v | v
| ESDS S48F-G2852-6 | v | v | v | v | v | v | [10 empty] | v*10 | v*10 | v*10 | v*10 | v*10 | v*10 | [11 empty] | v*10 | v*10 |  |  | v*10 | v*10 |  | v *4 | v *4 | v*10 | v*10 |  | v | v | v | v
| ESDS S48F-R2652-4 | v | v | v | v | v | v | [10 empty] | v*10 | v*10 | v*10 | v*10 | v*10 | v*10 | [11 empty] | v*10 | v*10 |  |  | v*10 | v*10 |  | v *4 | v *4 | v*10 | v*10 |  | v*3 | v*3 | v | v
| ESDS S48F-G2652-4 | v | v | v | v | v | v | [10 empty] | v*10 | v*10 | v*10 | v*10 | v*10 | v*10 | [11 empty] | v*10 | v*10 |  |  | v*10 | v*10 |  | v *4 | v *4 | v*10 | v*10 |  | v*3 | v*3 | v | v
| ESDS B12E-G2140-4 | v |  |  | v | v | v | v | v |  |  | v | v | v | v | v | v | v | v | v | v | v | v |  |  | v | v | [9 empty] | v | v | v | v |  |  | v |  | v |  |  | v | v
| ESDS B12F-G2840-4 | v |  | v | v | v | v | v | v | v |  | v | v | v | v | v | v | v | v | v | v | v | v |  |  | v | v | [9 empty] | v | v | v | v |  | v | v |  | v |  | v | v | v
| ESDS B12S-G2240 | v |  |  | v | v | v | v | v |  |  |  |  | v | v | v | v | v | v | v | v | v | v |  |  | v | v | [11 empty] | v | v | [8 empty] | v*8
| ESDS S12F-G2851 | v | v | v | v | v | v | v | v |  |  |  |  | v | v | v | v | v | v | v | v | v | v |  |  | v | v | [11 empty] | v | v |  | v | v |  |  |  | v | v | v
| ESDS S12F-R2851 | v | v | v | v | v | v | v | v |  |  |  |  | v | v | v | v | v | v | v | v | v | v |  |  | v | v | [11 empty] | v | v |  | v | v |  |  |  | v | v | v
| ESDS S12E-G2251 | v | v | v | v | v | v | v | v |  |  |  |  | v | v | v | v | v | v | v | v | v | v |  |  | v | v | [5 empty] | v | v |  |  | v | v | v | v |  |  |  |  | v |  |  | v | v
| ESDS S12E-R2251 | v | v | v | v | v | v | v | v |  |  |  |  | v | v | v | v | v | v | v | v | v | v |  |  | v | v | [5 empty] | v | v |  |  | v | v | v | v |  |  |  |  | v |  | v | v | v
| ESDS B24F-G2852-6 | v |  | v | v | v | v | [10 empty] | v*10 | v*10 | v*10 | v*10 | v*10 | v*10 | [11 empty] | v*10 | v*10 |  |  | v*10 | v*10 |  | v *4 | v *4 | v* | v* |  | v | v | v | v
| ESDS B24F-R2852-6 | v |  | v | v | v | v | [10 empty] | v*10 | v*10 | v*10 | v*10 | v*10 | v*10 | [11 empty] | v*10 | v*10 |  |  | v*10 | v*10 |  | v *4 | v *4 | v* | v* |  | v | v | v | v
| ESDS B24F-G2652-4 | v |  | v | v | v | v | [10 empty] | v*10 | v*10 | v*10 | v*10 | v*10 | v*10 | [11 empty] | v*10 | v*10 |  |  | v*10 | v*10 |  | v *4 | v *4 | v* | v* |  | v*3 | v*3 | v | v
| ESDS B24F-R2652-4 | v |  | v | v | v | v | [10 empty] | v*10 | v*10 | v*10 | v*10 | v*10 | v*10 | [11 empty] | v*10 | v*10 |  |  | v*10 | v*10 |  | v *4 | v *4 | v* | v* |  | v*3 | v*3 | v | v
| ESDS B24F-G2849-4 | v |  | v | v | v | v | [10 empty] | v*10 | v*10 | v*10 | v*10 | v*10 | v*10 | [11 empty] | v*10 | v*10 |  |  | v*10 | v*10 |  | v *4 | v *4 | v* | v* |  | v | v | v | v
| ESDS B24F-R2849-4 | v |  | v | v | v | v | [10 empty] | v*10 | v*10 | v*10 | v*10 | v*10 | v*10 | [11 empty] | v*10 | v*10 |  |  | v*10 | v*10 |  | v *4 | v *4 | v* | v* |  | v | v | v | v
| ESDS S16F-G2851 | v | v | v | v | v | v | v | v |  |  |  |  | v | v | v | v | v | v | v | v | v | v |  |  | v | v | [11 empty] | v | v |  | v | v |  | v |  |  | v | v
| ESDS S16F-R2851 | v | v | v | v | v | v | v | v |  |  |  |  | v | v | v | v | v | v | v | v | v | v |  |  | v | v | [11 empty] | v | v |  | v | v |  | v |  | v | v | v
| ESDS S16E-G2251 | v | v | v | v | v | v | v | v |  |  |  |  | v | v | v | v | v | v | v | v | v | v |  |  | v | v | [5 empty] | v | v |  |  | v | v | v | v |  |  |  |  | v |  |  | v | v
| ESDS S16E-R2251 | v | v | v | v | v | v | v | v |  |  |  |  | v | v | v | v | v | v | v | v | v | v |  |  | v | v | [5 empty] | v | v |  |  | v | v | v | v |  |  |  |  | v |  | v | v | v
| ESDS S16E-G2152-6 | v | v | v | v | v | v | v | v | [10 empty] | v | v | v | v |  |  | v | v | [5 empty] | v | v |  |  | v | v | v | v |  | v | v |  | v |  |  | v | v
| ESDS S16E-R2152-6 | v | v | v | v | v | v | v | v | [10 empty] | v | v | v | v |  |  | v | v | [5 empty] | v | v |  |  | v | v | v | v |  | v | v |  | v |  | v | v | v
| ESDS S16S-G2250 | v |  | v | v | v | v | v | v |  |  |  |  | v | v | v | v | v | v | v | v | v | v |  |  | v | v | [5 empty] | v | v |  |  | v | v | v | v |  |  |  |  | v |  |  |  | v*8
| ESDS S16S-R2250 | v |  | v | v | v | v | v | v |  |  |  |  | v | v | v | v | v | v | v | v | v | v |  |  | v | v | [5 empty] | v | v |  |  | v | v | v | v |  |  |  |  | v |  |  |  | v*8
| ESDS S24F-G2851 | v | v | v | v | v | v | v | v |  |  |  |  | v | v | v | v | v | v | v | v | v | v |  |  | v | v | [5 empty] | v | v |  |  | v | v | v | v |  | v | v |  | v |  |  | v | v
| ESDS S24F-R2851 | v | v | v | v | v | v | v | v |  |  |  |  | v | v | v | v | v | v | v | v | v | v |  |  | v | v | [5 empty] | v | v |  |  | v | v | v | v |  | v | v |  | v |  | v | v | v

## Cluster
Clustering | Type | Microsoft | [5 empty] | Red Hat Linux | [5 empty] | VMware
| Models | Windows 2012 Cluster | Windows Server 2008 Cluster |  | Windows Server 2008 R2 SP1 Cluster | Windows Server 2003 R2 SP2 Cluster |  | RHEL 5.6 |  | RHEL 5.7 |  | RHEL 6.1 |  | ESX4.0/4.1
| Description | 64bit | 32bit | 64bit | 64bit | 32bit | 64bit | 32bit | 64bit | 32bit | 64bit | 32bit | 64bit
Note
ESDS 1000/ ESDS 2000 | ESDS 1012 / ESDS 2012 | v | v | v | v |  |  | v | v | v | v | v | v
| ESDS 1016 / ESDS 2016 | v | v | v | v |  |  | v | v | v | v | v | v
| ESDS 1024 / ESDS 2024 | v | v | v | v |  |  | v | v | v | v | v | v
| ESDS 1024B / ESDS 2024B | v | v | v | v |  |  | v | v | v | v | v | v
ESDS 3000 | ESDS 3012 | v | v | v |  |  |  | v | v | v | v
| ESDS 3016 | v | v | v |  |  |  | v | v | v | v
| ESDS 3024 | v | v | v |  |  |  | v | v | v | v
| ESDS 3024B | v | v | v |  |  |  | v | v | v | v
| ESDS 3048 | v | v | v |  |  |  | v | v | v | v
| ESDS 3060 | v | v | v |  |  |  | v | v | v | v
ESDS 4000 | ESDS 4016 | v | v | v |  |  |  | v | v | v | v
| ESDS 4024B | v | v | v |  |  |  | v | v | v | v
Fibre to SAS | ESDS S12F-R2840-4 | v | v | v | v |  |  | v | v | v | v |  |  | v
| ESDS S12F-G2840-4 | v | v | v | v |  |  | v | v | v | v |  |  | v
| ESDS S12F-R2840N | v | v | v | v |  |  | v | v | v | v |  |  | v
| ESDS S12F-S2840N | v | v | v | v |  |  | v | v | v | v |  |  | v
| ESDS S12F-R2850 | v | v | v |  | v | v | v | v | v | v
| ESDS S12F-G2850 | v | v | v |  | v | v | v | v | v | v
| ESDS S16F-R2840-4 | v | v | v | v | v | v | v | v | v | v
| ESDS S16F-G2840-4 | v | v | v | v | v | v | v | v | v | v
| ESDS S16F-R2842-6 | v | v | v | v |  |  | v | v | v | v |  |  | v
| ESDS S16F-G2842-6 | v | v | v | v |  |  | v | v | v | v |  |  | v
| ESDS S16F-R2850 | v | v | v |  | v | v | v | v | v | v
| ESDS S16F-G2850 | v | v | v |  | v | v | v | v | v | v
| ESDS S24F-R2840-4 | v | v | v | v | v | v | v | v | v | v
| ESDS S24F-G2840-4 | v | v | v | v | v | v | v | v | v | v
| ESDS S24F-R2850 | v | v | v |  | v | v | v | v | v | v
| ESDS S24F-G2850 | v | v | v |  | v | v | v | v | v | v
| ESDS S48F-R2842-6 | v | v | v |  | v | v |  |  | v | v
| ESDS S48F-G2842-6 | v | v | v |  | v | v |  |  | v | v
iSCSI to SAS | ESDS S12E-R2140-4 | v | v | v | v |  |  | v | v | v | v |  |  | v
| ESDS S12E-G2140-4 | v | v | v | v |  |  | v | v | v | v |  |  | v
| ESDS S16E-R2142-6 | v | v | v | v |  |  | v | v | v | v
| ESDS S16E-G2142-6 | v | v | v | v |  |  | v | v | v | v
| ESDS S16E-R2240 | v | v | v | v | v | v | v | v | v | v
| ESDS S16E-G2240 | v | v | v | v | v | v | v | v | v | v
| ESDS S24E-G2142-6 | v | v | v | v |  |  | v | v | v | v
SAS to SAS | ESDS S04S-G2240 | v | v | v | v | v | v | v | v | v | v
| ESDS S12S-R2240 | v | v | v | v |  |  | v | v | v | v
| ESDS S12S-G2240 | v | v | v | v |  |  | v | v | v | v
| ESDS S12S-R2240-4 | v | v | v |  | v | v |  |  | v | v
| ESDS S12S-G2240-4 | v | v | v |  | v | v |  |  | v | v
| ESDS S16S-R2240 | v | v | v | v |  |  | v | v | v | v
| ESDS S16S-G2240 | v | v | v | v |  |  | v | v | v | v
| ESDS S24S-G2240 | v | v | v | v |  |  | v | v | v | v
Fibre to 2.5" SAS | ESDS B12F-R2840-4 | v | v | v | v |  |  | v | v | v | v |  |  | v
| ESDS B24F-R2842-6 | v | v | v | v |  |  | v | v | v | v |  |  | v
| ESDS B24F-G2842-6 | v | v | v | v |  |  | v | v | v | v |  |  | v
SAS to 2.5" SAS | ESDS B12S-R2240 | v | v | v | v |  |  | v | v | v | v
| ESDS B24S-R2240 | v | v | v | v |  |  | v | v | v | v
| ESDS B24S-G2240 | v | v | v | v |  |  | v | v | v | v
iSCSI to 2.5" SAS | ESDS B12E-R2140-4 | v | v | v | v |  |  | v | v | v | v
| ESDS B24E-R2142-6 | v | v | v | v |  |  | v | v | v | v |  |  | v
| ESDS B24E-G2142-6 | v | v | v | v |  |  | v | v | v | v |  |  | v
*1: Not supporting boot from SAN.
IMPORTANT:
All results are based on the latest product(s) compatibility test report(s) and new devices test results; therefore, support results may be vary from the previous Compatibility Matrix versions. Please refer to the latest product compatibility test reports for detailed information.
DISCLAIMER
1. This test report is for internal use and reference purpose only, and its accuracy, completeness and reliability are not guaranteed.
2. Infortrend assumes no responsibility for the use of the information provided.
3. The information in this report is subject to change at any time without notice.
4. The compatibility test may only take a few hours up to a few days. It is not possible to tell the quality or reliability of a 3rd party device from the compatibility test. Infortrend does not hold the responsibility for the quality, reliability or other issue of the device listed above. A device that has been listed with "OK" status, only means it can work with our product with the tested configuration, at the time when we tested it.
EOL | ESDS B12F-R1430 |  | v | v | v | v | v | v | v | v | v
| ESDS B12F-G1431 |  | v | v | v | v | v | v | v | v | v
| ESDS B12S-R1030 |  | v | v |  | v | v | [6 empty] | v
| ESDS B12S-G1031 |  | v | v |  | v | v | [6 empty] | v
| ESDS S12F-G1433 |  | v | v |  | v | v
| ESDS S12E-R1132 |  | v | v |  | v | v
| ESDS S12E-G1133 |  | v | v |  | v | v
| ESDS S12S-R1032 |  | v | v | v | v | v | v | v | v | v
| ESDS S12S-G1033 |  | v | v | v | v | v | v | v | v | v
| ESDS S16E-R1130 |  | v | v |  | v | v
| ESDS S16E-G1130 |  | v | v |  | v | v
| ESDS S16S-R1030 |  | v | v | v | v | v | v | v | v | v
| ESDS S16S-G1030 |  | v | v | v | v | v | v | v | v | v
| ESDS A24S-G2130 |  | v | v |  | v | v
| ESDS S12F-R1440 | v | v | v | v | v | v | v | v | v | v
| ESDS S12F-G1440 | v | v | v | v | v | v | v | v | v | v
| ESDS S12F-G1842-4 | v | v | v | v | v | v | v | v | v | v
| ESDS S12F-R1840-4 | v | v | v | v | v | v | v | v | v | v
| ESDS S16F-R1440 | v | v | v | v | v | v | v | v | v | v |  |  | v
| ESDS S16F-G1440 | v | v | v | v | v | v | v | v | v | v |  |  | v
| ESDS S16F-R1840-4 | v | v | v | v | v | v | v | v | v | v |  |  | v
| ESDS S16F-G1840 -4 | v | v | v | v | v | v | v | v | v | v |  |  | v
| ESDS S24F-R1440 | v | v | v | v | v | v | v | v | v | v
| ESDS S24F-G1440 | v | v | v | v | v | v | v | v | v | v
| ESDS S24F-R1840-4 | v | v | v | v | v | v | v | v | v | v
| ESDS S24F-G1840-4 | v | v | v | v | v | v | v | v | v | v
| ESDS S12E-G1140-2 | v | v | v | v |  |  | v | v | v | v |  |  | v
| ESDS S16E-R1140-4 | v | v | v | v |  |  | v | v | v | v |  |  | v
| ESDS S16E-G1140-4 | v | v | v | v |  |  | v | v | v | v |  |  | v
| ESDS S16S-R2240-4 | v | v | v |  | v | v |  |  | v | v
| ESDS S16S-G2240-4 | v | v | v |  | v | v |  |  | v | v
| ESDS S16S-R2242-4 | v | v | v |  | v | v |  |  | v | v
| ESDS S16S-G2242-4 | v | v | v |  | v | v |  |  | v | v
| ESDS S24S-G2240-4 | v | v | v |  | v | v |  |  | v | v
| ESDS B24S-R2242-4 | v | v | v |  | v | v |  |  | v | v
| ESDS B24S-G2242-4 | v | v | v |  | v | v |  |  | v | v
| ESDS B24F-R2840-4 | v | v | v | v |  |  | v | v | v | v
| ESDS B24F-G2840-4 | v | v | v | v |  |  | v | v | v | v
| ESDS S12F-R2651 | v | [5 empty] | v*1 | v*1 | v*1 | v*1
| ESDS S12F-G2651 | v | [5 empty] | v*1 | v*1 | v*1 | v*1
| ESDS S16F-R2852-6 | v | v | v |  | v | v | v | v | v | v
| ESDS S16F-G2852-6 | v | v | v |  | v | v | v | v | v | v
| ESDS S16F-R2651 | v | [5 empty] | v*1 | v*1 | v*1 | v*1
| ESDS S16F-G2651 | v | [5 empty] | v*1 | v*1 | v*1 | v*1
| ESDS S16F-R2652-4 | v | [5 empty] | v*1 | v*1 | v*1 | v*1
| ESDS S16F-G2652-4 | v | [5 empty] | v*1 | v*1 | v*1 | v*1
| ESDS S24F-R2651 | v | [5 empty] | v*1 | v*1 | v*1 | v*1
| ESDS S24F-G2651 | v | [5 empty] | v*1 | v*1 | v*1 | v*1
| ESDS S48F-R2852-6 | v | [5 empty] | v*1 | v*1 | v*1 | v*1
| ESDS S48F-G2852-6 | v | [5 empty] | v*1 | v*1 | v*1 | v*1
| ESDS S48F-R2652-4 | v | [5 empty] | v*1 | v*1 | v*1 | v*1
| ESDS S48F-G2652-4 | v | [5 empty] | v*1 | v*1 | v*1 | v*1
| ESDS B12E-G2140-4 | v | v | v | v |  |  | v | v | v | v
| ESDS B12F-G2840-4 | v | v | v | v |  |  | v | v | v | v |  |  | v
| ESDS B12S-G2240 | v | v | v | v |  |  | v | v | v | v
| ESDS S12F-G2851 | v | v | v |  | v | v | v | v | v | v
| ESDS S12F-R2851 | v | v | v |  | v | v | v | v | v | v
| ESDS S12E-G2251 | v | v | v |  | v | v | v | v | v | v
| ESDS S12E-R2251 | v | v | v |  | v | v | v | v | v | v
| ESDS B24F-G2852-6 | v | v | v |  |  |  | v*1 | v*1 | v*1 | v*1
| ESDS B24F-R2852-6 | v | v | v |  |  |  | v*1 | v*1 | v*1 | v*1
| ESDS B24F-G2652-4 | v | v | v |  |  |  | v*1 | v*1 | v*1 | v*1
| ESDS B24F-R2652-4 | v | v | v |  |  |  | v*1 | v*1 | v*1 | v*1
| ESDS B24F-G2849-4 | v | v | v |  |  |  | v*1 | v*1 | v*1 | v*1
| ESDS B24F-R2849-4 | v | v | v |  |  |  | v*1 | v*1 | v*1 | v*1
| ESDS S16F-G2851 | v | v | v |  | v | v | v | v | v | v
| ESDS S16F-R2851 | v | v | v |  | v | v | v | v | v | v
| ESDS S16E-G2251 | v | v | v |  | v | v | v | v | v | v
| ESDS S16E-R2251 | v | v | v |  | v | v | v | v | v | v
| ESDS S16E-G2152-6 | v | v | v |  | v | v | v | v | v | v
| ESDS S16E-R2152-6 | v | v | v |  | v | v | v | v | v | v
| ESDS S16S-G2250 | v | v | v |  | v | v |  |  | v | v
| ESDS S16S-R2250 | v | v | v |  | v | v |  |  | v | v
| ESDS S24F-G2851 | v | v | v |  | v | v | v | v | v | v
| ESDS S24F-R2851 | v | v | v |  | v | v | v | v | v | v

## Virtualization
Virtualization | Vendor | Microsoft |  | VMware |  |  |  |  | Citrix
| Models | Hyper-V 3.0 | Hyper- V 2 | ESX | ESXi | VAAI | ESXi | ESXi | Xen Server
| Description | 2012 / 2012R2 | 2008 R2 / 2008 R2 SP1 | Ver.4.0/4.1 | 5.0/5.1 | ESXi 5.0/5.1 | 5.5 | 6.0 | V5.6 | V6.2
| Note | *1 | *1
DS 1000/ DS 2000 | DS 1012 / DS 2012 | v | v |  | v*3 | v*3 | v*3 | v*3 |  | v*3
| DS 1016 / DS 2016 | v | v |  | v*3 | v*3 | v*3 | v*3 |  | v*3
| DS 1024 / DS 2024 | v | v |  | v*3 | v*3 | v*3 | v*3 |  | v*3
| DS 1024B / DS 2024B | v | v |  | v*3 | v*3 | v*3 | v*3 |  | v*3
DS 3000 | DS 3012 | v | v |  | v | v | v | v | v | v
| DS 3016 | v | v |  | v | v | v | v | v | v
| DS 3024 | v | v |  | v | v | v | v | v | v
| DS 3024B | v | v |  | v | v | v | v | v | v
| DS 3048 | v | v |  | v | v | v | v | v | v
| DS 3060 | v | v |  | v | v | v | v | v | v
DS 4000 | DS 4016 | v | v |  | v | v | v | v | v | v
| DS 4024B | v | v |  | v | v | v | v | v | v
Fibre to SAS | DS S12F-R2840-4 | v | v | v | v | v | v |  | v | v
| DS S12F-G2840-4 | v | v | v | v | v | v |  | v | v
| DS S12F-R2840N | v | v | v | v | v | v |  | v | v
| DS S12F-S2840N | v | v | v | v | v | v |  | v | v
| DS S12F-R2850 | v | v |  | v | v | v |  | v | v
| DS S12F-G2850 | v | v |  | v | v | v |  | v | v
| DS S16F-R2840-4 | v | v | v | v | v | v |  | v | v
| DS S16F-G2840-4 | v | v | v | v | v | v |  | v | v
| DS S16F-R2842-6 | v | v | v | v | v | v |  | v*2 | v
| DS S16F-G2842-6 | v | v | v | v | v | v |  | v*2 | v
| DS S16F-R2850 | v | v |  | v | v | v |  | v | v
| DS S16F-G2850 | v | v |  | v | v | v |  | v | v
| DS S24F-R2840-4 | v | v | v | v | v | v |  | v | v
| DS S24F-G2840-4 | v | v | v | v | v | v |  | v | v
| DS S24F-R2850 | v | v |  | v | v | v |  | v | v
| DS S24F-G2850 | v | v |  | v | v | v |  | v | v
| DS S48F-R2842-6 | v | v | v | v | v | v |  | v*2 | v
| DS S48F-G2842-6 | v | v | v | v | v | v |  | v*2 | v
iSCSI to SAS | DS S12E-R2140-4 | v | v | v | v | v | v |  | v | v
| DS S12E-G2140-4 | v | v | v | v | v | v |  | v | v
| DS S16E-R2142-6 | v | v | v | v | v | v |  | v | v
| DS S16E-G2142-6 | v | v | v | v | v | v |  | v | v
| DS S16E-R2240 | v | v | v | v | v | v |  | v | v
| DS S16E-G2240 | v | v | v | v | v | v |  | v | v
| DS S24E-G2142-6 | v | v | v | v |  | v |  | v | v
SAS to SAS | DS S04S-G2240 | v | v | v | v |  | v
| DS S12S-R2240 | v | v | v | v |  | v
| DS S12S-G2240 | v | v | v | v |  | v
| DS S12S-R2240-4 | v | v | v | v |  | v
| DS S12S-G2240-4 | v | v | v | v |  | v
| DS S16S-R2240 | v | v | v | v |  | v
| DS S16S-G2240 | v | v | v | v |  | v
| DS S24S-G2240 | v | v | v | v |  | v
Fibre to 2.5" SAS | DS B12F-R2840-4 | v | v | v | v | v | v |  | v | v
| DS B24F-R2842-6 | v | v | v | v | v | v |  | v*2 | v
| DS B24F-G2842-6 | v | v | v | v | v | v |  | v*2 | v
SAS to 2.5" SAS | DS B12S-R2240 | v | v | v | v |  | v
| DS B24S-R2242-4 | v | v | v | v |  | v
| DS B24S-G2242-4 | v | v | v | v |  | v
iSCSI to 2.5" SAS | DS B12E-R2140-4 | v | v | v | v | v | v |  | v | v
| DS B24E-R2142-6 | v | v | v | v | v | v |  | v | v
| DS B24E-G2142-6 | v | v | v | v | v | v |  | v | v
Note:
*1: Also support in Clustering.
*2: ONLY support on FC host platform
*3: ONLY suppot on 8G/16G FC and 1G/10G SFP+/10G RJ-45 host models
IMPORTANT:
All results are based on the latest product(s) compatibility test report(s) and new devices test results; therefore, support results may be vary from the previous Compatibility Matrix versions. Please refer to the latest product compatibility test reports for detailed information.
DISCLAIMER
1. This test report is for internal use and reference purpose only, and its accuracy, completeness and reliability are not guaranteed.
2. Infortrend assumes no responsibility for the use of the information provided.
3. The information in this report is subject to change at any time without notice.
4. The compatibility test may only take a few hours up to a few days. It is not possible to tell the quality or reliability of a 3rd party device from the compatibility test. Infortrend does not hold the responsibility for the quality, reliability or other issue of the device listed above. A device that has been listed with "OK" status, only means it can work with our product with the tested configuration, at the time when we tested it.
EOL | DS S12F-G1433 |  | v
| DS S12E-R1132 |  | v | v
| DS S12E-G1133 |  | v | v
| DS S16E-R1130 |  | v | v
| DS S16E-G1130 |  | v | v
| DS A24S-G2130 |  | v
| DS B12S-R1030 |  | v
| DS B12S-G1031 |  | v
| DS F16F-R4031 |  | v | v |  |  |  |  | v
| DS F16F-S4031 |  | v | v |  |  |  |  | v
| DS FF-R4031 |  | v | v |  |  |  |  | v
| DS FF-S4031 |  | v | v |  |  |  |  | v
| DS F16F-R4840 | v | v | v | v |  |  |  | v
| DS F16F-S4840 | v | v | v | v |  |  |  | v
| DS F16F-R4031 | v | v | v |  |  |  |  | v
| DS F16F-S4031 | v | v | v |  |  |  |  | v
| DS FF-R4031 | v | v | v |  |  |  |  | v
| DS FF-S4031 | v | v | v |  |  |  |  | v
| DS B12F-R1430 | v | v | v
| DS B12F-G1431 | v | v | v
| DS S16S-R1030 | v | v
| DS S16S-G1030 | v | v
| DS S12S-R1032 | v | v
| DS S12S-G1033 | v | v
| DS S12F-R1440 | v | v | v |  |  |  |  | v
| DS S12F-G1440 | v | v | v |  |  |  |  | v
| DS S12F-R1840-4 | v | v | v | v |  |  |  | v
| DS S12F-G1842-4 | v | v | v | v |  |  |  | v
| DS S16F-R1440 | v | v | v |  |  |  |  | v
| DS S16F-G1440 | v | v | v |  |  |  |  | v
| DS S16F-R1840-4 | v | v | v | v |  |  |  | v
| DS S16F-G1840-4 | v | v | v | v |  |  |  | v
| DS S24F-R1440 | v | v | v |  |  |  |  | v
| DS S24F-G1440 | v | v | v |  |  |  |  | v
| DS S24F-R1840-4 | v | v | v | v |  |  |  | v
| DS S24F-G1840-4 | v | v | v | v |  |  |  | v
| DS S12E-G1140-2 | v | v | v | v | v |  |  | v
| DS S16E-R1140-4 | v | v | v | v | v |  |  | v
| DS S16E-G1140-4 | v | v | v | v | v |  |  | v
| DS S16S-R2240-4 | v | v | v | v |  |  | v
| DS S16S-G2240-4 | v | v | v | v |  |  | v
| DS S16S-R2242-4 | v | v | v | v |  |  | v
| DS S16S-G2242-4 | v | v | v | v |  |  | v
| DS S24S-G2240-4 | v | v | v | v |  |  | v
| DS B24F-R2840-4 | v | v | v | v | v |  |  | v
| DS B24F-G2840-4 | v | v | v | v | v |  |  | v
| DS S12F-R2651 | v | v | v | v | v |  | v |  | v
| DS S12F-G2651 | v | v | v | v | v |  | v |  | v
| DS S16F-R2852-6 | v | v |  | v | v |  | v | v | v
| DS S16F-G2852-6 | v | v |  | v | v |  | v | v | v
| DS S16F-R2651 | v | v | v | v | v |  | v |  | v
| DS S16F-G2651 | v | v | v | v | v |  | v |  | v
| DS S16F-R2652-4 | v | v | v | v | v |  | v |  | v
| DS S16F-G2652-4 | v | v | v | v | v |  | v |  | v
| DS S24F-R2651 | v | v | v | v | v |  | v |  | v
| DS S24F-G2651 | v | v | v | v | v |  | v |  | v
| DS S48F-R2852-6 | v | v | v | v | v |  | v |  | v
| DS S48F-G2852-6 | v | v | v | v | v |  | v |  | v
| DS S48F-R2652-4 | v | v | v | v | v |  | v |  | v
| DS S48F-G2652-4 | v | v | v | v | v |  | v |  | v
| DS B12E-G2140-4 | v | v | v | v | v |  | v | v | v
| DS B12F-G2840-4 | v | v | v | v | v |  | v | v | v
| DS B12S-G2240 | v | v | v | v |  |  | v
| DS S12F-G2851 | v | v |  | v | v |  | v | v | v
| DS S12F-R2851 | v | v |  | v | v |  | v | v | v
| DS S12E-G2251 | v | v |  | v | v |  | v | v | v
| DS S12E-R2251 | v | v |  | v | v |  | v | v | v
| DS B24F-G2852-6 | v | v | v | v | v |  | v |  | v
| DS B24F-R2852-6 | v | v | v | v | v |  | v |  | v
| DS B24F-G2652-4 | v | v | v | v | v |  | v |  | v
| DS B24F-R2652-4 | v | v | v | v | v |  | v |  | v
| DS B24F-G2849-4 | v | v | v | v | v |  | v |  | v
| DS B24F-R2849-4 | v | v | v | v | v |  | v |  | v
| DS S16F-G2851 | v | v |  | v | v |  | v | v | v
| DS S16F-R2851 | v | v |  | v | v |  | v | v | v
| DS S16E-G2251 | v | v |  | v | v |  | v | v | v
| DS S16E-R2251 | v | v |  | v | v |  | v | v | v
| DS S16E-G2152-6 | v | v |  | v | v |  | v | v | v
| DS S16E-R2152-6 | v | v |  | v | v |  | v | v | v
| DS S16S-G2250 | v | v |  | v |  |  | v
| DS S16S-R2250 | v | v |  | v |  |  | v
| DS S24F-G2851 | v | v |  | v | v |  | v | v | v
| DS S24F-R2851 | v | v |  | v | v |  | v | v | v

## Backup_SW
Backup Software | Vendor | Commvault | Acronis | Symantec | Veeam | Veeam
| Product | Simpana | Backup & Recovery™ | Backup Exec 2012 | Veeam Backup & Replication
| Version | 9/10 | 11.5 |  | 6.1 | 7
Note
ESDS 1000/ ESDS 2000 | ESDS 1012 / ESDS 2012 | v | v | v | v | v
| ESDS 1016 / ESDS 2016 | v | v | v | v | v
| ESDS 1024 / ESDS 2024 | v | v | v | v | v
| ESDS 1024B / ESDS 2024B | v | v | v | v | v
ESDS 3000 | ESDS 3012 | v | v | v | v | v
| ESDS 3016 | v | v | v | v | v
| ESDS 3024 | v | v | v | v | v
| ESDS 3024B | v | v | v | v | v
| ESDS 3048 | v | v | v | v | v
| ESDS 3060 | v | v | v | v | v
ESDS 4000 | ESDS 4016 | v | v | v | v | v
| ESDS 4024B | v | v | v | v | v
Fibre to SAS | ESDS S12F-R2840N | v | v | v | v | v
| ESDS S12F-S2840N | v | v | v | v | v
| ESDS S12F-R2850 | v | v | v | v | v
| ESDS S12F-G2850 | v | v | v | v | v
| ESDS S16F-R2840-4 | v | v | v | v | v
| ESDS S16F-G2840-4 | v | v | v | v | v
| ESDS S16F-R2842-6 | v | v | v | v | v
| ESDS S16F-G2842-6 | v | v | v | v | v
| ESDS S16F-R2850 | v | v | v | v | v
| ESDS S16F-G2850 | v | v | v | v | v
| ESDS S24F-R2840-4 | v | v | v | v | v
| ESDS S24F-G2840-4 | v | v | v | v | v
| ESDS S24F-R2850 | v | v | v | v | v
| ESDS S24F-G2850 | v | v | v | v | v
| ESDS S48F-R2842-6 | v | v | v | v | v
| ESDS S48F-G2842-6 | v | v | v | v | v
2.5" Fibre to SAS | ESDS B12F-R2840-4 | v | v | v | v | v
| ESDS B24F-R2842-6 | v | v | v | v | v
| ESDS B24F-G2842-6 | v | v | v | v | v
iSCSI to SAS | ESDS S12E-R2140-4 | v | v | v | v | v
| ESDS S12E-G2140-4 | v | v | v | v | v
| ESDS S16E-R2142-6 | v | v | v | v | v
| ESDS S16E-G2142-6 | v | v | v | v | v
| ESDS S16E-R2240 | v | v | v | v | v
| ESDS S16E-G2240 | v | v | v | v | v
| ESDS S16E-R2251 | v | v | v | v | v
| ESDS S24E-G2142-6 | v | v | v | v | v
iSCSI to 2.5" SAS | ESDS B12E-R2140-4 | v | v | v | v | v
| ESDS B24E-R2142-6 | v | v | v | v | v
| ESDS B24E-G2142-6 | v | v | v | v | v
SAS to SAS | ESDS S04S-G2240 | v | v | v | v | v
| ESDS S12S-R2240 | v | v | v | v | v
| ESDS S12S-R2240-4 | v | v | v | v | v
| ESDS S12S-G2240 | v | v | v | v | v
| ESDS S12S-G2240-4 | v | v | v | v | v
| ESDS S16S-R2240 | v | v | v | v | v
| ESDS S16S-G2240 | v | v | v | v | v
| ESDS S24S-G2240 | v | v | v | v | v
2.5" SAS to SAS | ESDS B12S-R2240 | v | v | v | v | v
| ESDS B24S-R2240 | v | v | v | v | v
| ESDS B24S-G2240 | v | v | v | v | v
| ESDS B24S-R2242-4 | v | v | v | v | v
| ESDS B24S-G2242-4 | v | v | v | v | v
IMPORTANT:
All results are based on the latest product(s) compatibility test report(s) and new devices test results; therefore, support results may be vary from the previous Compatibility Matrix versions. Please refer to the latest product compatibility test reports for detailed information.
DISCLAIMER
1. This test report is for internal use and reference purpose only, and its accuracy, completeness and reliability are not guaranteed.
2. Infortrend assumes no responsibility for the use of the information provided.
3. The information in this report is subject to change at any time without notice.
4. The compatibility test may only take a few hours up to a few days. It is not possible to tell the quality or reliability of a 3rd party device from the compatibility test. Infortrend does not hold the responsibility for the quality, reliability or other issue of the device listed above. A device that has been listed with "OK" status, only means it can work with our product with the tested configuration, at the time when we tested it.
EOL | ESDS S12F-R1440 | v | v | v | v
| ESDS S12F-G1440 | v | v | v | v
| ESDS S12F-R1840-4 | v | v | v | v
| ESDS S12F-G1842-4 | v | v | v | v
| ESDS S16F-R1440 | v | v | v | v
| ESDS S16F-G1440 | v | v | v | v
| ESDS S16F-R1840-4 | v | v | v | v
| ESDS S16F-G1840-4 | v | v | v | v
| ESDS S24F-R1440 | v | v | v | v
| ESDS S24F-G1440 | v | v | v | v
| ESDS S24F-R1840-4 | v | v | v | v
| ESDS S24F-G1840-4 | v | v | v | v
| ESDS S12E-G1140-2 | v | v | v | v
| ESDS S16E-R1140-4 | v | v | v | v
| ESDS S16E-G1140-4 | v | v | v | v
| ESDS B24F-R2840-4 | v | v | v | v
| ESDS B24F-G2840-4 | v | v | v | v
| ESDS S16S-R2240-4 | v | v | v | v
| ESDS S16S-R2242-4 | v | v | v | v
| ESDS S16S-G2240-4 | v | v | v | v
| ESDS S16S-G2242-4 | v | v | v | v
| ESDS S24S-G2240-4 | v | v | v | v
| ESDS S12F-R2651 | v | v | v | v | v
| ESDS S12F-G2651 | v | v | v | v | v
| ESDS S16F-R2852-6 | v | v | v | v | v
| ESDS S16F-G2852-6 | v | v | v | v | v
| ESDS S16F-R2651 | v | v | v | v | v
| ESDS S16F-G2651 | v | v | v | v | v
| ESDS S16F-R2652-4 | v | v | v | v | v
| ESDS S16F-G2652-4 | v | v | v | v | v
| ESDS S24F-R2651 | v | v | v | v | v
| ESDS S24F-G2651 | v | v | v | v | v
| ESDS S48F-R2852-6 | v | v | v | v | v
| ESDS S48F-G2852-6 | v | v | v | v | v
| ESDS S48F-R2652-4 | v | v | v | v | v
| ESDS S48F-G2652-4 | v | v | v | v | v
| ESDS B12E-G2140-4 | v | v | v | v | v
| ESDS B12F-G2840-4 | v | v | v | v | v
| ESDS B12S-G2240 | v | v | v | v | v
| ESDS S12F-G2851 | v | v | v | v | v
| ESDS S12F-R2851 | v | v | v | v | v
| ESDS S12E-G2251 | v | v | v | v | v
| ESDS S12E-R2251 | v | v | v | v | v
| ESDS B24F-G2852-6 | v | v | v | v | v
| ESDS B24F-R2852-6 | v | v | v | v | v
| ESDS B24F-G2652-4 | v | v | v | v | v
| ESDS B24F-R2652-4 | v | v | v | v | v
| ESDS B24F-G2849-4 | v | v | v | v | v
| ESDS B24F-R2849-4 | v | v | v | v | v
| ESDS S16F-G2851 | v | v | v | v | v
| ESDS S16F-R2851 | v | v | v | v | v
| ESDS S16E-R2251 | v | v | v | v | v
| ESDS S16E-G2152-6 | v | v | v | v | v
| ESDS S16E-R2152-6 | v | v | v | v | v
| ESDS S16S-G2250 | v | v | v | v | v
| ESDS S16S-R2250 | v | v | v | v | v
| ESDS S16F-G2852-6 | v | v | v | v | v
| ESDS S16F-R2852-6 | v | v | v | v | v
| ESDS S24F-G2851 | v | v | v | v | v
| ESDS S24F-R2851 | v | v | v | v | v

## Symantec Storage Foundation
Symantec Storage Foundation | Vendor | Symantec | Infortrend F/W version*1
| Models | Storage Foundation
| Note | HA w/SUSE Linux Enterprise server
Fibre to SAS | ESDS S12F-R2850 | v | 3.91E05
| ESDS S16F-R2850 | v | 3.91E05
| ESDS S24F-R2850 | v | 3.91E05
Note:
*1 The F/W listed here is the version to certify Symantec Storage Foundation. Please make sure the system firwmare is the listed F/W version or later in order to compatible with Symantec Storage Foundation.
IMPORTANT:
All results are based on the latest product(s) compatibility test report(s) and new devices test results; therefore, support results may be vary from the previous Compatibility Matrix versions. Please refer to the latest product compatibility test reports for detailed information.
DISCLAIMER
1. This test report is for internal use and reference purpose only, and its accuracy, completeness and reliability are not guaranteed.
2. Infortrend assumes no responsibility for the use of the information provided.
3. The information in this report is subject to change at any time without notice.
4. The compatibility test may only take a few hours up to a few days. It is not possible to tell the quality or reliability of a 3rd party device from the compatibility test. Infortrend does not hold the responsibility for the quality, reliability or other issue of the device listed above. A device that has been listed with "OK" status, only means it can work with our product with the tested configuration, at the time when we tested it.
EOL | ESDS S12F-R2851 | v | 5.11A35
| ESDS S16F-R2851 | v | 5.11A35
| ESDS S16F-R2852 | v | 5.11A35
| ESDS S24F-R2851 | v | 5.11A35
| ESDS B24F-R2852 | v | 5.11A35
| ESDS S48F-R2852 | v | 5.11A35

## SNMP
SNMP Software | Vendor | Ipswitch | HP
| Product | WhatsUp Gold | NNMi
| Version | v16.2.6 | v9.21
Note
ESDS 1000/ ESDS 2000 | ESDS 1012 / ESDS 2012 | v | v
| ESDS 1016 / ESDS 2016 | v | v
| ESDS 1024 / ESDS 2024 | v | v
| ESDS 1024B / ESDS 2024B | v | v
ESDS 3000 | ESDS 3012 | v | v
| ESDS 3016 | v | v
| ESDS 3024 | v | v
| ESDS 3024B | v | v
| ESDS 3048 | v | v
| ESDS 3060 | v | v
ESDS 4000 | ESDS 4016 | v | v
| ESDS 4024B | v | v
IMPORTANT:
All results are based on the latest product(s) compatibility test report(s) and new devices test results; therefore, support results may be vary from the previous Compatibility Matrix versions. Please refer to the latest product compatibility test reports for detailed information.
DISCLAIMER
1. This test report is for internal use and reference purpose only, and its accuracy, completeness and reliability are not guaranteed.
2. Infortrend assumes no responsibility for the use of the information provided.
3. The information in this report is subject to change at any time without notice.
4. The compatibility test may only take a few hours up to a few days. It is not possible to tell the quality or reliability of a 3rd party device from the compatibility test. Infortrend does not hold the responsibility for the quality, reliability or other issue of the device listed above. A device that has been listed with "OK" status, only means it can work with our product with the tested configuration, at the time when we tested it.

## Data service
Operating System | Type | Microsoft Windows | [7 empty] | Red Hat Linux | [12 empty] | Novell SUSE | [5 empty] | Asianux | HP | IBM | Oracle |  | Apple Mac |  | VMware | Citrix
| Models | Windows Server 2012 | Windows Server 2008 SP1 |  | Windows Server 2008 SP2 | Windows Server 2008 R2 | Windows Server 2008 R2 SP1 | Windows Server 2003 R2 SP2 | Windows Server 2003 R2 SP2 | RHEL 5.2 |  | RHEL 5.3 | RHEL 5.3 | RHEL 5.5 | RHEL 5.5 | RHEL 5.6 | RHEL 5.6 | RHEL 5.7 | RHEL 5.7 | RHEL 6.1 | CentOS 5.5 | CentOS 5.5 | SLES 10 SP2 | SLES 10 SP2 | SLES 11 |  | SLES 11 SP1 |  | Asianux Server 3 | HP-UX 11i v3 | AIX v6.1 | Sparc Sun Solaris ver. 10 | x86 Sun Solaris ver. 10 | MAC OS X | MAC OS X | ESX | Xen Server
| Description |  | 32bit | 64bit | 32bit | 64bit | 64bit | 32bit | 64bit | 32bit | 64bit | 32bit | 64bit | 32bit | 64bit | 32bit | 64bit | 32bit | 64bit |  | 32bit | 64bit | 32bit | 64bit | 32bit | 64bit | 32bit | 64bit | 64bit |  |  |  |  | Ver. 10.5 | Ver. 10.6 | Ver.4.0 | V5.6
| Note | [34 empty] | out of band flush | Out of band flush
- | Data service agent | V |  |  | V | V | V | V | V | V | V | V | V | V | V | V | V | V | V | V | V | V | V | V | V | V | V | V |  |  |  | V | V |  |  | V | V
IMPORTANT:
All results are based on the latest product(s) compatibility test report(s) and new devices test results; therefore, support results may be vary from the previous Compatibility Matrix versions. Please refer to the latest product compatibility test reports for detailed information.
DISCLAIMER
1. This test report is for internal use and reference purpose only, and its accuracy, completeness and reliability are not guaranteed.
2. Infortrend assumes no responsibility for the use of the information provided.
3. The information in this report is subject to change at any time without notice.
4. The compatibility test may only take a few hours up to a few days. It is not possible to tell the quality or reliability of a 3rd party device from the compatibility test. Infortrend does not hold the responsibility for the quality, reliability or other issue of the device listed above. A device that has been listed with "OK" status, only means it can work with our product with the tested configuration, at the time when we tested it.

## AP
Vendor | Microsoft | [5 empty] | Oracle
Models | SQL 2012*1 | SQL 2008 | SQL 2005 | Exchange 2003 | Exchange 2013*1 | Exchange 2010 | Oracle 11g |  |  | Oracle 10g
OS support | Windows |  |  |  | Windows server 2008 64 bit Windows server 2008 R2 64 bit Windows server 2008 R2 SP1 64 bit | Windows server 2008 64 bit Windows server 2008 R2 64 bit Windows server 2008 R2 SP1 64 bit | Windows | Linux | Solaris | Windows | Linux | Solaris
Note | Standalone Only
Data Flush Agent | v | v | v | v | v | v | v | v | v | v | v | v
Notes:
*1: DS 3000/G7i series with SANWatch 3.0.e.06 or newer version
IMPORTANT:
All results are based on the latest product(s) compatibility test report(s) and new devices test results; therefore, support results may be vary from the previous Compatibility Matrix versions. Please refer to the latest product compatibility test reports for detailed information.
DISCLAIMER
1. This test report is for internal use and reference purpose only, and its accuracy, completeness and reliability are not guaranteed.
2. Infortrend assumes no responsibility for the use of the information provided.
3. The information in this report is subject to change at any time without notice.
4. The compatibility test may only take a few hours up to a few days. It is not possible to tell the quality or reliability of a 3rd party device from the compatibility test. Infortrend does not hold the responsibility for the quality, reliability or other issue of the device listed above. A device that has been listed with "OK" status, only means it can work with our product with the tested configuration, at the time when we tested it.

## Multipath
Multipathing Software
Category | Type | OS | Version | FW version
EonPath | Windows | –Server 2003 (32) R2 SP2 –Server 2003 (64) R2 SP2 | 1.23.2.43 | 3.75xxx*1
|  | –Server 2003 (32) R2 SP2 –Server 2003 (64) R2 SP2 | 1.23.2.45 | 3.85xxx*1
EonPath | MAC | 10.6 (with XSAN) (iSCSI only) | v1.01
EonPath | MAC | 10.7 (iSCSI only) | v2.01
MPxIO | Solaris | Sparc 10
Windows native MPIO | Windows | –Server 2012 –Server 2008
ATTO MultiPath Director | MAC | 10.9
| Windows | –Windows 7 –Windows 8.1
Device Mapper | Linux | –RED Hat EL 5 U2 (32) (2.6.18-92.el5) –RED Hat EL 5 U2 (64) (2.6.18-92.el5) | 1.02.24-1.el5
|  | –RED Hat EL 5.5 (32) (2.6.18.194) –RED Hat EL 5.5 (64) (2.6.18.194) | 2.6.18.194
|  | –RED Hat EL 5.6 (32) (2.6.18.194) –RED Hat EL 5.6 (64) (2.6.18.194) | 2.6.18.194
|  | –RED Hat EL 5.7 (32) (2.6.18.194) –RED Hat EL 5.7 (64) (2.6.18.194) | 2.6.18-274
|  | –RED Hat EL 6.1 | 2.6.32-131.0.15
–RED Hat EL 6.3 (64)
–RED Hat EL 6.5 (64)
|  | –SuSe ES v10 SP2 (32) (2.6.16.60-0.21) –SuSe ES v10 SP2 (64) (2.6.16.60-0.21) | 1.02.13-6.14
|  | –SuSe ES 11 SP1 (32) –SuSe ES 11 SP1 (64) | 2.6.32
|  | –RED CentOS 5.5 (32) (2.6.18-194) –RED CentOS 5.5 (64) (2.6.18-194) | 2.6.18-238
–RED CentOS 6.3 (64)
–RED CentOS 6.5 (64)
HP HA | HP | HP-UX 11i v3 w/ Veritas DMP-Dynamic Multipath (native multipathing software)*2
IBM AIX | IBM | IBM AIX v6.1 w/ Veritas DMP-Dynamic Multipath*2
Note:
*1: Please refer to Infortrend Firmware release note for exact firmware version (ex. 3.85C06).
*2: Please use Veritas v5.0
IMPORTANT:
All results are based on the latest product(s) compatibility test report(s) and new devices test results; therefore, support results may be vary from the previous Compatibility Matrix versions. Please refer to the latest product compatibility test reports for detailed information.
DISCLAIMER
1. This test report is for internal use and reference purpose only, and its accuracy, completeness and reliability are not guaranteed.
2. Infortrend assumes no responsibility for the use of the information provided.
3. The information in this report is subject to change at any time without notice.
4. The compatibility test may only take a few hours up to a few days. It is not possible to tell the quality or reliability of a 3rd party device from the compatibility test. Infortrend does not hold the responsibility for the quality, reliability or other issue of the device listed above. A device that has been listed with "OK" status, only means it can work with our product with the tested configuration, at the time when we tested it..

## SANWatch
Operating System Support of SANWatch
Category | Type | Models | Description | kernel | SANWatch 2.x storage mgat. |  | SANWatch 3.0 additional limitation
[5 empty] | In-Band | Out-of-Band | Support Browser version
Windows | Microsoft | Windows Sever 2003 R2 SP2 | 32bit |  | v | v | –
|  | Windows Sever 2003 R2 SP2 | 64bit |  | v | v | –
|  | Windows Sever 2003 R2 SP2 cluster | 32bit |  | – | – | –
|  | Windows Sever 2003 R2 SP2 cluster | 64bit |  | – | – | –
|  | Windows Sever 2008 SP1 Enterprise | 32bit |  | v | v | IE9+ / Firefox 4+ / Chrome 8+
|  | Windows Sever 2008 SP1 Enterprise | 64bit |  | v | v | IE9+ / Firefox 4+ / Chrome 8+
|  | Windows Sever 2008 SP1 Enterprise cluster | 32bit |  | v | v | IE9+ / Firefox 4+ / Chrome 8+
|  | Windows Sever 2008 SP1 Enterprise cluster | 64bit |  | v | – | IE9+ / Firefox 4+ / Chrome 8+
|  | Windows Server 2008 SP2 Enterprise | 32bit |  | v | v | IE9+ / Firefox 4+ / Chrome 8+
|  | Windows Server 2008 SP2 Enterprise cluster | 32bit |  | v | v | IE9+ / Firefox 4+ / Chrome 8+
|  | Windows Server 2008 R2 SP1 | 64bit |  | v | v | IE9+ / Firefox 4+ / Chrome 8+
|  | Windows Server 2008 R2 SP1 cluster | 64bit |  | v | v | IE9+ / Firefox 4+ / Chrome 8+
|  | Windows Server 2012 |  |  | v | v | IE9+ / Firefox 4+ / Chrome 8+
|  | Windows Server 2012 R2 |  |  | v | v | IE9+ / Firefox 4+ / Chrome 8+
|  | Windows XP SP2 | 32bit |  | – | v | –
|  | Windows Vista Ultimate | 32bit |  | – | v | –
|  | Windows 8/8.1 |  |  | – | – | IE9+ / Firefox 4+ / Chrome 8+
|  | Windows 7 | - |  | – | v | IE9+ / Firefox 4+ / Chrome 8+
Linux | RedHat | RHEL 5.2 | 32bit | 2.6.18-92.el5 | v | v | Firefox 4+
|  | RHEL 5.2 | 64bit | 2.6.18-92.el5 | v | v | Firefox 4+
|  | RHEL 5.3 | 32bit | 2.6.18-92.el5 | v | v | Firefox 4+
|  | RHEL 5.3 | 64bit | 2.6.18-92.el5 | v | v | Firefox 4+
|  | RHEL 5.5 | 32bit | 2.6.18.194 | v | v | Firefox 4+
|  | RHEL 5.5 | 64bit | 2.6.18.194 | v | v | Firefox 4+
|  | RHEL 5.6 | 32bit | 2.6.18-238 | v | v | Firefox 4+
|  | RHEL 5.6 | 64bit | 2.6.18-238 | v | v | Firefox 4+
|  | RHEL 5.7 | 32bit | 2.6.18-274 | v | v | Firefox 4+
|  | RHEL 5.7 | 64bit | 2.6.18-274 | v | v | Firefox 4+
|  | RHEL 6.1 |  | 2.6.32-131.0.15 | v | v | Firefox 4+
|  | RHEL 6.5 | 64bit |  | v | v | Firefox 4+
|  | CentOS 5.5 | 32bit | 2.6.18.194 | v | v | Firefox 4+
|  | CentOS 5.5 | 64bit | 2.6.18.194 | v | v | Firefox 4+
|  | CentOS 6.5 | 64bit |  | v | v | Firefox 4+
|  | CentOS 7 | 64bit |  | v | v | Firefox 4+
| SUSE | Enterprise Sever 10 SP2 | 32bit | 2.6.16.60-0.21 | v | v | Firefox 4+
|  | Enterprise Sever 10 SP2 | 64bit | 2.6.16.60-0.21 | v | v | Firefox 4+
|  | Enterprise Sever 11 SP1 | 32bit | 2.6.32 | v | v | Firefox 4+
|  | Enterprise Sever 11 SP1 | 64bit | 2.6.32 | v | v | Firefox 4+
IBM | AIX | 6.1 |  |  | – | v (SANWatch version must be 2.1J and later | –
HP | UX | 11iV3 |  |  | – | v (SANWatch version must be 2.1J and later | –
Sun | Sun (Sparc) | Solaris 10 |  |  | v | v | Firefox 4+
MAC | Apple | Mac OS X Leopard 10.5 |  |  | – | v | –
|  | Mac OS X Leopard 10.6 |  |  | v | v | –
|  | MAC OS 10.7 (SANWatch version: 2.3.c.02) |  |  | v | v | Safaris 5+
|  | MAC OS 10.9 |  |  | v | v | Safaris 5+
Note:
Subsystems, which are ASIC400 and w/FW3.61 or later, support SANWatch Storage mgat. Please refer to http://www.infortrend.com/main/2_product/products.asp for the model list
IMPORTANT:
All results are based on the latest product(s) compatibility test report(s) and new devices test results; therefore, support results may be vary from the previous Compatibility Matrix versions. Please refer to the latest product compatibility test reports for detailed information.
DISCLAIMER
1. This test report is for internal use and reference purpose only, and its accuracy, completeness and reliability are not guaranteed.
2. Infortrend assumes no responsibility for the use of the information provided.
3. The information in this report is subject to change at any time without notice.
4. The compatibility test may only take a few hours up to a few days. It is not possible to tell the quality or reliability of a 3rd party device from the compatibility test. Infortrend does not hold the responsibility for the quality, reliability or other issue of the device listed above. A device that has been listed with "OK" status, only means it can work with our product with the tested configuration, at the time when we tested it.